## Packages
|  | Battery KWh | SolarScaleFactor | ScaledSolar | CorrectedSolar | Recommended Inverter | Recommended MPPT | NumberOfMPPTs
Number of people | 3 | 15 | 1.6 | 8 | 8 | 5 | SmartSolar MPPT 450/100 Tr | 1
Postcode | 7000
Rec Product | bla
[10 empty] | A | Postcode
[10 empty] | B | People
| K33 System | Inverter KVA | Battery KWh |  |  | BaseSolar |  |  | K33 System | C | Budget
1 | K33.3000.G.50 | 3 | 5 |  |  | 1.75
2 | K33.3000.G.100 | 3 | 10 |  |  | 3.5 | [5 empty] | Battery #, Array size, Inverter size
3 | K33.3000.G.150 | 3 | 15 |  |  | 5.25 | [5 empty] | Give 3 options, say is more…either size, 'go to five'
4 | K33.5000.G.100 | 5 | 10 |  |  | 3.5 |  |  | pv.Array size | x1.4 | Design Month KWh | 3 options … 6-14% difference, whatever qty options, give them choice inside
5 | K33.5000.G.150 | 5 | 15 |  |  | 5.25 |  |  |  |  | Inverter min. size | Then create full calc image, from system choice!
6 | K33.5000.G.200 | 5 | 20 |  |  | 7 |  |  |  |  | Battery min. size | Or create 'tweaking' buttons to increase/decrease eg solar/batts
7 | K33.5000.G.250 | 5 | 25 |  |  | 8.75 | [5 empty] | Rules on how big bank is min. or qty panels/str/MPPT etc
8 | K33.5000.G.300 | 5 | 30 |  |  | 10.5
9 | K33.8000.G.150 | 8 | 15 |  |  | 5.25
10 | K33.8000.G.200 | 8 | 20 |  |  | 7
11 | K33.8000.G.250 | 8 | 25 |  |  | 8.75
12 | K33.10000.G.200 | 10 | 20 |  |  | 7
13 | K33.10000.G.250 | 10 | 25 |  |  | 8.75
14 | K33.10000.G.300 | 10 | 30 |  |  | 10.5
15 | K33.10000.G.350 | 10 | 35 |  |  | 12.25
16 | K33.15000.G.250 | 15 | 25 |  |  | 8.75
17 | K33.15000.G.300 | 15 | 30 |  |  | 10.5
18 | K33.15000.G.350 | 15 | 35 |  |  | 12.25
19 | K33.15000.G.400 | 15 | 40 |  |  | 14
20 | K33.15000.G.450 | 15 | 45 |  |  | 15.75
| Solar Arrays |  |  |  | String 8 |  |  |  | Solar Arrays
1
2 | 2000 | 4 | 500 | [6 empty] | 1 | K33.3000.G.50 | Lithium Battery 5 KWh, 3000VA Output
3 | [9 empty] | 2 | K33.3000.G.100 | Lithium Battery 10 KWh, 3000VA Output
4 | [9 empty] | 3 | K33.3000.G.150
5 | [9 empty] | 4 | K33.5000.G.100 | Lithium Battery 10 KWh, 5000VA Output
6 | [9 empty] | 5 | K33.5000.G.150 | Lithium Battery 15 KWh, 5000VA Output
7 | 7000 | 14 | 500 | [6 empty] | 6 | K33.5000.G.200
8 | [9 empty] | 7 | K33.5000.G.250
9 | [9 empty] | 8 | K33.5000.G.300
10 | [9 empty] | 9 | K33.8000.G.150 | Lithium Battery 15 KWh, 8000VA Output
11 | [8 empty] | Options | 10 | K33.8000.G.200
12 | [9 empty] | 11 | K33.8000.G.250
13 | [9 empty] | 12 | K33.10000.G.200 | Lithium Battery 20 KWh, 10000VA Output
14 | [9 empty] | 13 | K33.10000.G.250
15 | [9 empty] | 14 | K33.10000.G.300
[10 empty] | 15 | K33.10000.G.350
[10 empty] | 16 | K33.15000.G.250 | Lithium Battery 25 KWh, 15000VA Output
| Options | [8 empty] | 17 | K33.15000.G.300
[10 empty] | 18 | K33.15000.G.350
[10 empty] | 19 | K33.15000.G.400
[10 empty] | 20 | K33.15000.G.450
All DC coupled, all 500W, all 450/100, mults; or 250/60.min

## OffGridPackages
|  | Solar Module + | RackingKit + | BOS + | SC1 |  | SC2 |  | PK19.XX | Solar Array Package XXKW |  | 0.35 | Margin
KW | PK19.XX | # pv.Modules | # Rack.kits | #BOS.kit | SC1 | No of SC1 | SC2 | No of SC2 | Other | COGS Ex GST | Sell Ex GST | Sell Incl GST | Description | Margin
1.5 | PK19.015 | 3 | 1 | A0049 | B1133 | 1 |  | 1 |  | 755.5 | 1162.3077 | 1278.5385 | Solar Array+MPPT Package 1.5KW | 0.35
2 | PK19.02 | 4 | 1 | A0049 | B1133 | 1 |  | 1 |  | 869 | 1336.9231 | 1470.6154 | Solar Array+MPPT Package 2KW | 0.35
3 | PK19.03 | 6 | 2 | A0049 | B1133 | 1 |  | 1 |  | 1206 | 1855.3846 | 2040.9231 | Solar Array+MPPT Package 3KW | 0.35
4 | PK19.04 | 8 | 2 | A0049 | B0288 | 1 |  | 1 |  | 1659.92 | 2553.7231 | 2809.0954 | Solar Array+MPPT Package 4KW | 0.35
5 | PK19.05 | 10 | 3 | A0049 | B1337 | 1 |  | 1 |  | 2864.3 | 4406.6154 | 4847.2769 | Solar Array+MPPT Package 5KW | 0.35
6 | PK19.06 | 12 | 3 | A0049 | B1337 | 1 |  | 1 |  | 3091.3 | 4755.8462 | 5231.4308 | Solar Array+MPPT Package 6KW | 0.35
7 | PK19.07 | 14 | 4 | A0049 | B1337 | 1 |  | 1 |  | 3428.3 | 5274.3077 | 5801.7385 | Solar Array+MPPT Package 7KW | 0.35
7.5 | PK19.075 | 15 | 4 | A0049 | B1337 | 1 |  | 1 |  | 3541.8 | 5448.9231 | 5993.8154 | Solar Array+MPPT Package 7.5KW | 0.35
9 | PK19.09 | 18 | 5 | A0049 | B1338 | 1 |  | 1 |  | 4973.76 | 7651.9385 | 8417.1323 | Solar Array+MPPT Package 9KW | 0.35
10 | PK19.10 | 20 | 5 | A0049 | B1338 | 1 |  | 1 |  | 5200.76 | 8001.1692 | 8801.2862 | Solar Array+MPPT Package 10KW | 0.35
11 | PK19.11 | 22 | 6 | A0049 | B1338 | 1 |  | 1 |  | 5537.76 | 8519.6308 | 9371.5938 | Solar Array+MPPT Package 11KW | 0.35
12 | PK19.12 | 24 | 6 | A0049 | B1338 | 1 |  | 1 |  | 5764.76 | 8868.8615 | 9755.7477 | Solar Array+MPPT Package 12KW | 0.35
14 | PK19.14 | 28 | 7 | A0049 | B1338 | 1 |  | 1 |  | 6328.76 | 9736.5538 | 10710.2092 | Solar Array+MPPT Package 14KW | 0.35
15 | PK19.15 | 30 | 8 | A0049 | B1338 | 1 |  | 1 |  | 6665.76 | 10255.0154 | 11280.5169 | Solar Array+MPPT Package 15KW | 0.35
16 | PK19.16 | 32 | 8 | A0050 | B1338 | 1 | B1324 | 1 |  | 8672.21 | 13341.8615 | 14676.0477 | Solar Array+MPPT Package 16KW | 0.35
18 | PK19.18 | 36 | 9 | A0050 | B1338 | 1 | B1324 | 1 |  | 9236.21 | 14209.5538 | 15630.5092 | Solar Array+MPPT Package 18KW | 0.35
20 | PK19.20 | 40 | 10 | A0050 | B1338 | 1 | B1324 | 1 |  | 9800.21 | 15077.2462 | 16584.9708 | Solar Array+MPPT Package 20KW | 0.35
22 | PK19.22 | 44 | 11 | A0050 | B1338 | 1 | B1330 | 1 |  | 10555.45 | 16239.1538 | 17863.0692 | Solar Array+MPPT Package 22KW | 0.35
24 | PK19.24 | 48 | 12 | A0050 | B1338 | 1 | B0402 | 1 |  | 11342.66 | 17450.2462 | 19195.2708 | Solar Array+MPPT Package 24KW | 0.35
26 | PK19.26 | 52 | 13 | A0050 | B1338 | 1 | B0402 | 1 |  | 11906.66 | 18317.9385 | 20149.7323 | Solar Array+MPPT Package 26KW | 0.35
28 | PK19.28 | 56 | 14 | A0050 | B1338 | 1 | B1191 | 1 |  | 13158.34 | 20243.6 | 22267.96 | Solar Array+MPPT Package 28KW | 0.35
30 | PK19.30 | 60 | 15 | A0050 | B1338 | 1 | B1191 | 2 |  | 16012 | 24633.8462 | 27097.2308 | Solar Array+MPPT Package 30KW | 0.35
Part# | $ Cost | Item | Brand/description
B1212 | 113.5 | SolarModule+ | 500W Trina, from Krannich store price
B1346 | 110 | Racking + | 4 panel Clenergy tin, xxmm, in 0.5 increments (ie 4 panels = 1 racking kit; 6 panels = 1.5 kits)
A0049 | 91.1 | BOS1 + | BOS (Balance of System) = Array isolator, pv cable, 1 x Peno.boot, MC4s, ??other, Extras: Instructions/tools/etc
A0050 | 110 | BOS2 +
|  | SC1 | See MPPT1 column, 150/45 to 450/200
|  | SC2 | See MPPT2 column, 5-10KW Fronius Primo Gen24
B1133 | 213.9 | B1133 | Victron | SmartSolar MPPT 150/45
B1337 | 1308.2 | B1337 | Victron | SmartSolar MPPT 450/100
B1338 | 2289.66 | B1338 | Victron | SmartSolar MPPT 450/200
B1324 | 1760.55 | B1324 | Fronius | Gen24 Primo 5.0KW |  |  | 5
B1330 | 1951.79 | B1330 | Fronius | Gen24 Primo 6.0KW |  |  | 6
B0402 | 2175 | B0402 | Fronius | Gen24 Primo 8.2KW |  |  | 8
B1191 | 2862.68 | B1191 | Fronius | Gen24 Primo 10.0KW |  |  | 10
B0288 | 440.82 | B0288 | Victron | Victron SmartSolar MPPT 250/60-TR
B1337 | 1308.2 | B1337 | Victron | SmartSolar MPPT RS 450/100-Tr
B1338 | 2289.66 | B1338

## ArraysBanks
# | Solar_Arrays (kW) | Panel # | Panel W | Panels/St | Strings | Pnl Qty | Array W | Panel | Vmpp V | Impp A | Voc V | Isc A | Effic. % | Fuse A | Pwr +/-.W | V temp coeff | I temp coeff | STC C | Length | Width.mm | Thickness | Wgt kg | Strg VOC | MPPT | SC Qty | Strg I
1 | 1 | 2 | 500 | 2 | 1 | 2 | 1000 | Trina 500W | 42.8 V | 11.69 | 51.7 | 12.28 | 15.67 | 15 | 5 | -0.26 | -0.36 | 25 | 2176 | 1098 | 35 | 26.3 | 103.4 | 8 | 1 | 12.28 | Blue-/ SmartSolar MPPT 150/35
2 | 1.5 | 2 | 500 | 3 | 1 | 3 | 1500 | Trina 500W | 42.8 V | 11.69 | 51.7 | 12.28 | 15.67 | 15 | 5 | -0.26 | -0.36 | 25 | 2176 | 1098 | 35 | 26.3 | 155.1 | 14 | 1 | 12.28 | SmartSolar MPPT 250/60 Tr/MC4
3 | 2 | 2 | 500 | 4 | 1 | 4 | 2000 | Trina 500W | 42.8 V | 11.69 | 51.7 | 12.28 | 15.67 | 15 | 5 | -0.26 | -0.36 | 25 | 2176 | 1098 | 35 | 26.3 | 206.8 | 14 | 1 | 12.28 | SmartSolar MPPT 250/60 Tr/MC4
4 | 2.5 | 2 | 500 | 5 | 1 | 5 | 2500 | Trina 500W | 42.8 V | 11.69 | 51.7 | 12.28 | 15.67 | 15 | 5 | -0.26 | -0.36 | 25 | 2176 | 1098 | 35 | 26.3 | 258.5 | 21 | 1 | 12.28 | SmartSolar MPPT 450/100 Tr
5 | 3 | 2 | 500 | 6 | 1 | 6 | 3000 | Trina 500W | 42.8 V | 11.69 | 51.7 | 12.28 | 15.67 | 15 | 5 | -0.26 | -0.36 | 25 | 2176 | 1098 | 35 | 26.3 | 310.2 | 21 | 1 | 12.28 | SmartSolar MPPT 450/100 Tr
6 | 3.5 | 2 | 500 | 7 | 1 | 7 | 3500 | Trina 500W | 42.8 V | 11.69 | 51.7 | 12.28 | 15.67 | 15 | 5 | -0.26 | -0.36 | 25 | 2176 | 1098 | 35 | 26.3 | 361.9 | 21 | 1 | 12.28 | SmartSolar MPPT 450/100 Tr
7 | 4 | 2 | 500 | 8 | 1 | 8 | 4000 | Trina 500W | 42.8 V | 11.69 | 51.7 | 12.28 | 15.67 | 15 | 5 | -0.26 | -0.36 | 25 | 2176 | 1098 | 35 | 26.3 | 413.6 | 21 | 1 | 12.28 | SmartSolar MPPT 450/100 Tr
8 | 4.5 | 2 | 500 | 9 | 1 | 9 | 4500 | Trina 500W | 42.8 V | 11.69 | 51.7 | 12.28 | 15.67 | 15 | 5 | -0.26 | -0.36 | 25 | 2176 | 1098 | 35 | 26.3 | 465.3 | 18 | 2 | 12.28 | Fronius Primo 5KW Inverter
9 | 5 | 2 | 500 | 10 | 1 | 10 | 5000 | Trina 500W | 42.8 V | 11.69 | 51.7 | 12.28 | 15.67 | 15 | 5 | -0.26 | -0.36 | 25 | 2176 | 1098 | 35 | 26.3 | 517 | 18 | 1 | 12.28 | Fronius Primo 5KW Inverter
10 | 2 | 2 | 500 | 2 | 2 | 4 | 2000 | Trina 500W | 42.8 V | 11.69 | 51.7 | 12.28 | 15.67 | 15 | 5 | -0.26 | -0.36 | 25 | 2176 | 1098 | 35 | 26.3 | 103.4 | 8 | 1 | 24.56 | Blue-/ SmartSolar MPPT 150/35
11 | 3 | 2 | 500 | 3 | 2 | 6 | 3000 | Trina 500W | 42.8 V | 11.69 | 51.7 | 12.28 | 15.67 | 15 | 5 | -0.26 | -0.36 | 25 | 2176 | 1098 | 35 | 26.3 | 155.1 | 14 | 1 | 24.56 | SmartSolar MPPT 250/60 Tr/MC4
12 | 4 | 2 | 500 | 4 | 2 | 8 | 4000 | Trina 500W | 42.8 V | 11.69 | 51.7 | 12.28 | 15.67 | 15 | 5 | -0.26 | -0.36 | 25 | 2176 | 1098 | 35 | 26.3 | 206.8 | 14 | 1 | 24.56 | SmartSolar MPPT 250/60 Tr/MC4
13 | 5 | 2 | 500 | 5 | 2 | 10 | 5000 | Trina 500W | 42.8 V | 11.69 | 51.7 | 12.28 | 15.67 | 15 | 5 | -0.26 | -0.36 | 25 | 2176 | 1098 | 35 | 26.3 | 258.5 | 21 | 1 | 24.56 | SmartSolar MPPT 450/100 Tr
14 | 6 | 2 | 500 | 6 | 2 | 12 | 6000 | Trina 500W | 42.8 V | 11.69 | 51.7 | 12.28 | 15.67 | 15 | 5 | -0.26 | -0.36 | 25 | 2176 | 1098 | 35 | 26.3 | 310.2 | 21 | 1 | 24.56 | SmartSolar MPPT 450/100 Tr
15 | 7 | 2 | 500 | 7 | 2 | 14 | 7000 | Trina 500W | 42.8 V | 11.69 | 51.7 | 12.28 | 15.67 | 15 | 5 | -0.26 | -0.36 | 25 | 2176 | 1098 | 35 | 26.3 | 361.9 | 21 | 1 | 24.56 | SmartSolar MPPT 450/100 Tr
16 | 8 | 2 | 500 | 8 | 2 | 16 | 8000 | Trina 500W | 42.8 V | 11.69 | 51.7 | 12.28 | 15.67 | 15 | 5 | -0.26 | -0.36 | 25 | 2176 | 1098 | 35 | 26.3 | 413.6 | 21 | 1 | 24.56 | SmartSolar MPPT 450/100 Tr
17 | 9 | 2 | 500 | 9 | 2 | 18 | 9000 | Trina 500W | 42.8 V | 11.69 | 51.7 | 12.28 | 15.67 | 15 | 5 | -0.26 | -0.36 | 25 | 2176 | 1098 | 35 | 26.3 | 465.3 | 18 | 2 | 24.56 | Fronius Primo 5KW Inverter
18 | 10 | 2 | 500 | 10 | 2 | 20 | 10000 | Trina 500W | 42.8 V | 11.69 | 51.7 | 12.28 | 15.67 | 15 | 5 | -0.26 | -0.36 | 25 | 2176 | 1098 | 35 | 26.3 | 517 | 18 | 2 | 24.56 | Fronius Primo 5KW Inverter
19 | 4.5 | 2 | 500 | 3 | 3 | 9 | 4500 | Trina 500W | 42.8 V | 11.69 | 51.7 | 12.28 | 15.67 | 15 | 5 | -0.26 | -0.36 | 25 | 2176 | 1098 | 35 | 26.3 | 155.1 | 16 | 1 | 36.84 | SmartSolar MPPT 250/85 Tr/MC4
20 | 12 | 2 | 500 | 8 | 3 | 24 | 12000 | Trina 500W | 42.8 V | 11.69 | 51.7 | 12.28 | 15.67 | 15 | 5 | -0.26 | -0.36 | 25 | 2176 | 1098 | 35 | 26.3 | 413.6 | 23 | 1 | 36.84 | Fronius Symo 12.5KW Inverter
21 | 15 | 3 | 500 | 10 | 3 | 30 | 15000 | Trina 500W | 42.8 V | 11.69 | 51.7 | 12.28 | 15.67 | 15 | 5 | -0.26 | -0.36 | 25 | 2176 | 1098 | 35 | 26.3 | 517 | 24 | 1 | 36.84 | Fronius Symo 15KW Inverter
22 | 0 | 4 | 500 | 0 | 0 | 0 | 0 | Trina 500W | 42.8 V | 11.69 | 51.7 | 12.28 | 15.67 | 15 | 5 | -0.26 | -0.36 | 25 | 2176 | 1098 | 35 | 26.3 | 0 | 16 | 1 | 0 | SmartSolar MPPT 250/85 Tr/MC4
# | Bank KWh | Module# | Batt Ah | Mods/St | Strings | Mod V | String V | Bank AH | Mod Type | Qty | DOD |  | Solar_Controllers | Brand | Pmax Output | Pwr @ 24V | Pwr @ 36V | Pwr @ 48V | Voc max | Voc min | Vmpp min | System Voltage |  |  |  | PV max
1 | 7.68 | 3 | 160 | 4 | 1 | 12 | 48 | 7680 | Carbon.AGM | 4 | 100% | 1 | Blue-/ SmartSolar MPPT 75/10 | Victron | 135 | 270 | 0 | 0 | 75 | 5 | 1 | 12 | 24 | N.A. | N.A. | 13
2 | 8.16 | 4 | 170 | 4 | 1 | 12 | 48 | 8160 | AGM | 4 | 100% | 2 | Blue-/ SmartSolar MPPT 75/15 | Victron | 200 | 400 | 0 | 0 | 75 | 5 | 1 | 12 | 24 | N.A. | N.A. | 15
3 | 5.76 | 9 | 120 | 4 | 1 | 12 | 48 | 5760 | Carbon.AGM | 4 | 100% | 3 | Blue-/ SmartSolar MPPT 100/15 | Victron | 200 | 400 | 0 | 0 | 100 | 5 | 1 | 12 | 24 | N.A. | N.A. | 15
4 | 11.04 | 5 | 230 | 4 | 1 | 12 | 48 | 11040 | AGM | 4 | 100% | 4 | Smart Solar MPPT 100/20 | Victron | 560 | 580 | 0 | 0 | 100 | 5 | 1 | 12 | 24 | N.A. | N.A. | 20
5 | 23.04 | 3 | 160 | 4 | 3 | 12 | 48 | 23040 | Carbon.AGM | 12 | 100% | 5 | Smart Solar MPPT 100/20 48V | Victron | 1180 | 0 | 0 | 1160 | 100 | 5 | 1 | N.A. | N.A. | N.A. | 48 | 20
6 | 14.4 | 2 | 100 | 4 | 3 | 12 | 48 | 14400 | AGM | 12 | 100% | 6 | Blue-/ SmartSolar MPPT 100/30 | Victron | 440 | 880 | 0 | 0 | 100 | 5 | 1 | 12 | 24 | N.A. | N.A. | 30
7 | 2.88 | 1 | 60 | 4 | 1 | 12 | 48 | 2880 | AGM | 4 | 100% | 7 | Blue-/ SmartSolar MPPT 100/50 | Victron | 700 | 1400 | 0 | 0 | 100 | 5 | 1 | 12 | 24 | N.A. | N.A. | 50
8 | 29.952 | 6 | 624 | 24 | 1 | 2 | 48 | 29952 | Gel | 24 | 100% | 8 | Blue-/ SmartSolar MPPT 150/35 | Victron | 2000 | 1000 | 1500 | 2000 | 150 | 5 | 1 | 12 | 24 | 36 | 48 | 40
9 | 10.2 | 7 | 100 | 1 | 2 | 51 | 51 | 10200 | Lithium | 2 | 100% | 9 | Blue-/ SmartSolar MPPT 150/45 Tr/MC4 | Victron | 2600 | 1300 |  | 2600 | 150 | 5 | 1 | 12 | 24 | 36 | 48 | 2600
10 | 30.6 | 7 | 100 | 1 | 6 | 51 | 51 | 30600 | Lithium | 6 | 100% | 10 | Blue-/ SmartSolar MPPT 150/60 Tr/MC4 | Victron | 3400 | 1720 |  | 3440 | 150 | 5 | 1 | 12 | 24 | 36 | 48 | 50
11 | 24.0448 | 11 | 57.8 | 1 | 8 | 52 | 52 | 24044.8 | Carbon.AGM | 8 | 100% | 11 | Blue-/ SmartSolar MPPT 150/70 Tr/Tr VE.Can/MC4 | Victron | 4000 | 2000 |  | 4000 | 150 | 5 | 1 | 12 | 24 | 36 | 48 | 50
12 | 30.056 | 11 | 57.8 | 1 | 10 | 52 | 52 | 30056 | Carbon.AGM | 10 | 100% | 12 | SmartSolar MPPT 150/85 Tr/MC4 | Victron | 4900 | 2400 |  | 4900 | 150 | 5 | 1 | 12 | 24 | 36 | 48 | 70
13 | 36.0672 | 11 | 57.8 | 1 | 12 | 52 | 52 | 36067.2 | Carbon.AGM | 12 | 100% | 13 | SmartSolar MPPT 150/100 Tr/Tr VE.Can/MC4 | Victron | 5800 | 2900 |  | 5800 | 150 | 5 | 1 | 12 | 24 | 36 | 48 | 70
14 | 7.9872 | 12 | 78 | 1 | 2 | 51.2 | 51.2 | 7987.2 | Lithium | 2 | 100% | 14 | SmartSolar MPPT 250/60 Tr/MC4 | Victron | 3400 | 1720 |  | 3440 | 250 | 5 | 1 | 12 | 24 | 36 | 48 | 35
15 | 9.8304 | 13 | 64 | 1 | 3 | 51.2 | 51.2 | 9830.4 | Lithium | 3 | 100% | 15 | SmartSolar MPPT 250/70 Tr/Tr VE.Can/MC4 | Victron | 4000 | 2000 |  | 4000 | 250 | 5 | 1 | 12 | 24 | 36 | 48 | 35
16 | 20.928 | 10 | 218 | 4 | 2 | 12 | 48 | 20928 | Carbon.AGM | 8 | 100% | 16 | SmartSolar MPPT 250/85 Tr/MC4 | Victron | 4900 | 2400 |  | 4900 | 250 | 5 | 1 | 12 | 24 | 36 | 48 | 70
17 | 45.984 | 14 | 958 | 24 | 1 | 2 | 48 | 45984 | Gel | 24 | 100% | 17 | SmartSolar MPPT 250/100 Tr/Tr VE.Can/MC4 | Victron | 1450 | 2900 |  | 5800 | 250 | 5 | 1 | 12 | 24 | 36 | 48 | 70
[12 empty] | 18 | Fronius Primo 5KW Inverter | Fronius | 5000 |  |  | 6600 | 600 | [6 empty] | 7500
[12 empty] | 19 | Fronius Primo 6KW Inverter | Fronius | 6000 |  |  | 6600 | 600
[12 empty] | 20 | SmartSolar MPPT 450/200 Tr | Victron | 5800 | 2900 |  | 11600 | 450 | 5 | 1 | 12 | 24 | 36 | 48 | 70
[12 empty] | 21 | SmartSolar MPPT 450/100 Tr | Victron | 11600 |  |  | 5800 | 450 | 5 | 1 |  |  |  | 48 | 8120
[12 empty] | 22 | Fronius Symo 5KW Inverter | Fronius | 5000 |  |  | 5000 | 600 | [6 empty] | 10000

## Calcs.2
| ecoCool Pty Ltd |  |  |  | 2024-03-28
| Array 2 Calculations |  |  | EC114 | Lindeman island
(See disclaimer)
Rev 0 | Element | Value | Units | Units info | Comments
Array1 | Array size selected: | 3
Solar | Number of Solar Panels | 6
| Brand | Trina |  |  | Per AS5033: 2014 |  |  | Array 2 |  |  |  |  | Solar Calculations | [7 empty] | Revision: | A | EC114
| Part # | TSM-DE18M(II) | [5 empty] | Installation Details |  | Option 1 | [12 empty] | Lindeman island
| Maximum Power at STC (Pmax) | 500 | W |  |  |  |  | Azimuth |  | 0
| Optimum Operating Voltage (Vmp) | 42.8 V | V dc |  |  |  |  | Tilt |  | 20 | [12 empty] | Comments
| Optimum Operating Current (Imp) | 11.69 | A |  |  |  |  | System Size |  | 3000 | W
| Open Circuit Voltage VOC | 51.7 | V dc |  |  |  |  | Panels | 6 | 500 | W
| Short Circuit Current (Isc) | 12.28 | A |  |  |  |  | Cairns | 1 | [14 empty] | 2024-03-28
| Module Efficiency | 15.67 | % |  |  |  | 0.05 | 95% | Efficiency derating | [14 empty] | Craig Myatt
| Maximum Series Fuse Rating | 15 | A |  | Imodmax ocpr | AS5033-2014 1.4 | 0.03 | 97% | Soiling derated %age | [14 empty] | ecoCool Pty Ltd
| Power Tolerance | 5 | W +/- |  |  |  | -0.0036 | 94.49% | Temperature derating | [14 empty] | www.ecocool.com.au
| Temperature Coefficient of Voc | -0.26 | %/°C | y |  |  |  | Battery Size |  | 14.4 | KWh | [12 empty] | info@ecocool.com.au |  |  |  | Cairns | 93% | 98% | 105% | 113% | 122% | 125% | 124% | 118% | 109% | 100% | 94% | 91%
| Temperature Coefficient of Pmax | -0.36 | %/°C
| Test Temp @ STC | 25 | DegC | [8 empty] | 5 | 6 | 7 | 8 | 9 | 10 | 11 | 12 | 13 | 14 | 15 | 16 | 17 |  |  |  |  | #N/A | #N/A | #N/A | #N/A | #N/A | #N/A | #N/A | #N/A | #N/A | #N/A | #N/A | #N/A
| Length | 2176 | mm |  |  |  |  | Location Multiplier |  |  |  | 93% | 98% | 105% | 113% | 122% | 125% | 124% | 118% | 109% | 100% | 94% | 91% |  |  |  |  | Loc. Mult: | #N/A | #N/A | #N/A | #N/A | #N/A | #N/A | #N/A | #N/A | #N/A | #N/A | #N/A | #N/A
| Width | 1098 | mm |  |  |  |  | Estimated Performance |  |  |  | Jan | Feb | Mar | Apr | May | Jun | Jul | Aug | Sep | Oct | Nov | Dec | Ave |  |  |  |  | Jan | Feb | Mar | Apr | May | Jun | Jul | Aug | Sep | Oct | Nov | Dec | Ave
| Thickness | 35 | mm |  |  |  |  | PSH for Cairns at tilt 20 and azimuth 0 |  |  |  | 7.3 | 6.4 | 5.4 | 4.1 | 3 | 2.3 | 2.6 | 3.4 | 4.7 | 5.9 | 6.6 | 7.4 | 4.925
| Weight | 26.3 | kg |  |  |  |  | Estimated Daily KWh production |  |  |  | 18.7682 | 17.3389 | 15.6747 | 12.8079 | 10.1181 | 7.9479 | 8.9127 | 11.0912 | 14.1625 | 16.3106 | 17.151 | 18.6161 | 14.075 |  |  |  | PSH-Cannonvale, QLD | 7.3 | 6.4 | 5.4 | 4.1 | 3 | 2.3 | 2.6 | 3.4 | 4.7 | 5.9 | 6.6 | 7.4 | 4.925
| Number of Panels/String | 2 | [5 empty] | Percentage of full sun |  |  |  | 87.07% | 87.07% | 87.07% | 87.07% | 87.07% | 87.07% | 87.07% | 87.07% | 87.07% | 87.07% | 87.07% | 87.07% | 87.07%
| Number of Strings | 3 |  |  |  |  | Array 2 | Est Daily KWh production, shading+derating |  |  |  | 16.3423 | 15.0978 | 13.6487 | 11.1524 | 8.8102 | 6.9206 | 7.7607 | 9.6576 | 12.3319 | 14.2023 | 14.9341 | 16.2099 | 12.2557 | [5 empty] | For Peak Sun Hours (PSH) for your location, to go http://www.bom.gov.au/climate/data/
| Spring Max Temp | 40.3 | DegC |  |  |  | Array 1+2 | Est Daily KWh production, Array1+2 |  |  |  | 38.821 | 35.8647 | 32.4223 | 26.4925 | 20.9287 | 16.4399 | 18.4356 | 22.9415 | 29.2945 | 33.7375 | 35.4759 | 38.5065 | 29.5492
| Winter Min. Temp | 13 | DegC | [8 empty] | 12.2557 | 12.2557 | 12.2557 | 12.2557 | 12.2557 | 12.2557 | 12.2557 | 12.2557 | 12.2557 | 12.2557 | 12.2557 | 12.2557 | 12.2557 |  |  | Solar Tables lookups |  |  | Get: Daily global solar exposure, in KWH m-2 (Use "mean" for all years)
| String VOC | 103.4 | V dc |  |  |  | KWh/Mon | Current Bill / month |  |  |  | 441.3315 | 402.1812 | 441.3315 | 377.2161 | 389.79 | 402.1556 | 415.5608 | 415.5608 | 389.79 | 377.2161 | 427.095 | 441.3315
| PV Array Max. Volts | 109.64 |  |  | Voc+y(Tmin-Tstc)M | AS5033-2014 4.2 | 964.2083 | Total Daily usage (KWh) |  |  |  | 31.7 | 31.7 | 29.2711 | 23.6037 | 18.2602 | 15.5075 | 15.5075 | 18.2602 | 23.6037 | 29.2711 | 31.7 | 31.7 |  |  | A | 'Solar-tables'!AS6:AT17 | Location-Main
| Array Power | 3000 | W |  |  |  | 31.7 | Average Usage during Day (KWh) |  |  |  | 10 | 10 | 10 | 10 | 10 | 10 | 10 | 10 | 10 | 10 | 10 | 10 |  |  | B | 'Solar-tables'!AS6:AT17 | City1
| String O/Current Protection? | Yes | Yes/No | 24.56 | ((Sa-1)xIscmod) > Imodmax ocpr | AS5033-2014 3.3.4 | KWh/day | Average Usage during night (KWh) |  |  |  | 27.4 | 27.4 | 27.4 | 27.4 | 27.4 | 27.4 | 27.4 | 27.4 | 27.4 | 27.4 | 27.4 | 27.4 |  |  | C | #N/A | City2
| String Fuse Min | 18.42 | A |  | In > 1.5 x Isc mod | AS5033-2014 3.3.5 |  | Daily charge |  |  |  | 1.9998 | 1.9998 | 1.9998 | 1.9998 | 1.9998 | 1.9998 | 1.9998 | 1.9998 | 1.9998 | 1.9998 | 1.9998 | 1.9998
| String Fuse Max | 15 | A |  | In < 2.4 x Isc mod | AS5033-2014 3.3.5 | 26.74% | FIT rate |  |  |  | 0.115 | 0.115 | 0.115 | 0.115 | 0.115 | 0.115 | 0.115 | 0.115 | 0.115 | 0.115 | 0.115 | 0.115 | 140.9407 | Solar Index
| Fuse Size | 20 | A | MCB 350V min DC rated (Noark) |  |  | Night | $ per KWh rate/s DAY |  |  |  | 0.4925 | 0.4925 | 0.4925 | 0.42344 | 0.42344 | 0.42344 | 0.42344 | 0.42344 | 0.42344 | 0.42344 | 0.4925 | 0.4925
| Solar Controller | 18 | # | Fronius Primo 5KW Inverter |  |  | 73.26% | $ per KWh rate/s NIGHT |  |  |  | 0.26685 | 0.26685 | 0.26685 | 0.23138 | 0.23138 | 0.2621 | 0.2621 | 0.2621 | 0.23138 | 0.23138 | 0.26685 | 0.26685 |  | Off Grid?
| Solar Controller Max PV | 7500 | W | (See VE-MPPT Calc Spreadsheet for calcs) |  |  | Night | Daily Cost of Power - without system |  |  |  | 14.2365 | 14.2365 | 14.2365 | 12.5739 | 12.5739 | 13.4052 | 13.4052 | 13.4052 | 12.5739 | 12.5739 | 14.2365 | 14.2365 |  | Yes
| Location (from tables) | Cairns |  |  | %age from 1st Location, to second |  |  | Daily Cost of Power - with system |  |  |  | 0 | 0 | 0 | 0 | 0 | 0 | 0 | 0 | 0 | 0 | 0 | 0 | 0 | Battery?
| Min PSH for location | 2.3 |  | Cannonvale, QLD | Your Location, PSH data, AF23:AR34 |  |  | Daily Feed-in Ret |  | 8.5739 | Ave /mo | 0.37587 | 0.34725 | 0.31392 | 0.25651 | 0.20264 | 0.15917 | 0.1785 | 0.22212 | 0.28363 | 0.32665 | 0.34348 | 0.37283 | 0.28188 | Yes
| Shading/Efficiency/Soiling | 95% | [5 empty] | Daily net $ (+pay -paid) |  |  |  | -0.37587 | -0.34725 | -0.31392 | -0.25651 | -0.20264 | -0.15917 | -0.1785 | -0.22212 | -0.28363 | -0.32665 | -0.34348 | -0.37283 | -0.28188
| Solar panel roof tilt from 0 | 20 | [5 empty] | Monthly net $ |  | 8.5646 |  | -11.652 | -9.723 | -9.7315 | -7.6952 | -6.2817 | -4.7752 | -5.5334 | -6.8858 | -8.509 | -10.1262 | -10.3045 | -11.5577 | -8.5646 | $pay
| Solar aspect (azimuth) | 0 | [5 empty] | Savings |  | 418.6113 | Ave /mo | 452.9836 | 411.9041 | 451.063 | 384.9113 | 396.0717 | 406.9308 | 421.0941 | 422.4466 | 398.299 | 387.3424 | 437.3995 | 452.8892 | 5023.3353 | $Savings
[8 empty] | Payback period |  | 0 | Years | 0 | 5023.3353 | 5023.3353 | 5023.3353 | 5023.3353 | 5023.3353 | 5023.3353 | 5023.3353 | 5023.3353 | 5023.3353 | 5023.3353 | 5023.3353 | 5023.3353
| Battry Bank Size Selected: | 14.4 | KWh |  |  |  |  | NPV of system |  | 60280.0239 | 12 yrs | 0 | 5023.3353 | 5023.3353 | 5023.3353 | 5023.3353 | 5023.3353 | 5023.3353 | 5023.3353 | 5023.3353 | 5023.3353 | 5023.3353 | 5023.3353 | 5023.3353
Battery | Number of Batteries | 12 |  |  | Per AS2676.2: 1992 |  |  | FIT rate |  | 0.115 | Int.rate | 0 | 1 | 2 | 3 | 4 | 5 | 6 | 7 | 8 | 9 | 10 | 11 | 12
| Type | AGM | [5 empty] | total System price: |  | 0 | 0% | Jan: Year from Installation >>>>
| Part # | Victron AGM Supercycle 100Ah | [9 empty] | Jan: 30.4167; Feb: days/mo
| Module AH (20hr) | 100 | AH |  |  |  | w/Batt | Grid Use-night KWh (GR.N) |  |  |  | 13 | 13 | 13 | 13 | 13 | 13 | 13 | 13 | 13 | 13 | 13 | 13
| Module Nominal Voltage | 12 | Vdc |  |  |  |  | Battery Discharge Night KWh (BD) |  |  |  | 14.4 | 14.4 | 14.4 | 14.4 | 14.4 | 14.4 | 14.4 | 14.4 | 14.4 | 14.4 | 14.4 | 14.4
| Strings | 3 | [5 empty] | Battery Recharge Day KWh (BR) |  |  |  | 15.3191 | 15.3191 | 15.3191 | 15.3191 | 15.3191 | 15.3191 | 15.3191 | 15.3191 | 15.3191 | 15.3191 | 15.3191 | 15.3191
| Modules/string | 4 |  |  |  |  | w/Batt | Grid Use-day KWh (GR.D) |  |  |  | 8.9769 | 10.2214 | 11.6705 | 14.1667 | 16.5089 | 18.3985 | 17.5584 | 15.6616 | 12.9872 | 11.1168 | 10.3851 | 9.1093
| Bank Nominal voltage | 48 | Vdc |  |  |  |  | Feed-In Day (FI) KWh |  |  |  | 3.2685 | 3.0196 | 2.7297 | 2.2305 | 1.762 | 1.3841 | 1.5521 | 1.9315 | 2.4664 | 2.8405 | 2.9868 | 3.242
| Max. Voltage | 58.4 | Vdc |  |  |  |  | Add Grid-use night* |  |  | Total KWh usage | Feb: 980; Mar: 32.2192; Apr: 6.4438; May: 25.7753; Sep: #REF!; Oct: $ per KWh rate/s
| Max DOD | 100% | DOD |  |  |  |  | Grid use day w/o Batt later |  |  | Daily charge | Feb: 1.24; Mar: per day; Apr: 1.24; Sep: #VALUE!; Oct: Daily Cost of Power - without system
| Nominal DOD | 80% | DOD | [7 empty] | Rate per KWh | Feb: 0.2662; Mar: per KWh; Apr: 0.2662; Sep: #VALUE!; Oct: Daily Cost of Power - with system
| Bank Ah Capacity | 300 | Ah | [7 empty] | Seniors discount: | Feb: 0.932; Mar: per day; Apr: 340; May: per yr; Sep: 12392.9449; Oct: Daily Feed-in Returned
| Module Nominal Capacity | 1.2 | KWh | [7 empty] | Days of Bill | Feb: 96; Mar: days
| Bank Full Capacity | 14.4 | KWh | [7 empty] | Usage charge | Feb: 260.876; Sep: Commercial Rates (energy Aus); Ave: Batt Effic. | 0.94
| BankUsable Capacity | 14.4 | KWh | C | [6 empty] | Supply charge | Feb: 119.0429; Apr: 0%; May: General discount; Oct: Peak; Nov: 0.5709; Ave: C | 0.2
| Nom. Output | 250 | A | 0.83333 | IncreaseBanksize | [6 empty] | Apr: 1.24; May: Discounted Daily usage rate; Oct: Shoulder; Nov: 0.3531; Ave: CN | 0.03
| Peak. Output | 562.5 | A | 1.875 | INCREASE BANK SIZE | [5 empty] | #1 Discount | Apr: 1.9998; May: Commercial Daily usage rate; Oct: Off-peak; Nov: 0.2189
| Peak. Output | 27000 | W |  | 15sec | [5 empty] | #1 Discount | Apr: 0.35; May: Day Rate KWh (pro rataed)
| Life Cycles | 1200 | Cycles |  | @25degC | [5 empty] | #1 Discount | Apr: 0.29; May: Night Rate KWh (pro rataed); Sep: LD; Oct: Loads-day; Nov: 10; Dec: KWh; Ave: 7a-5pm
| End of life | 3.2877 | Years | [8 empty] | Apr: 0.5709; May: Peak KWh rate; Sep: LN; Oct: Loads-night; Nov: 27.4; Dec: KWh; Ave: 5p-7am
| Battery String Fault Current | 2815 | A | 35 | AGM FC Factor | [5 empty] | Total Bill | Feb: 379.9189; Apr: 0.3531; May: Shoulder KWh rate; Nov: 37.4
| Battery Bank Fault Current | 8445 | A | 35 | AGM FC Factor | [6 empty] | Apr: 0.2189; May: Off-Peak KWh rate
| Min. Cable Size to fuse | 50 | mm | [8 empty] | Jan | Feb | Mar | Apr | May | Jun | Jul | Aug | Sep | Oct | Nov | Dec
| Target Max Voltage drop | 3 | % | [7 empty] | KWh $ - Day | 0.4925 | 0.4925 | 0.4925 | 0.42344 | 0.42344 | 0.42344 | 0.42344 | 0.42344 | 0.42344 | 0.42344 | 0.4925 | 0.4925
| Distance of Wire Run | 2 | m | [7 empty] | KWh $ - Night | 0.26685 | 0.26685 | 0.26685 | 0.23138 | 0.23138 | 0.2621 | 0.2621 | 0.2621 | 0.23138 | 0.23138 | 0.26685 | 0.26685
| Peak Supply Current | 585.9375 | A | [8 empty] | Feb: Energy Australia Commercial Rates, 2020; Off-Peak KWh rate Jun: (Pro-rataed, based on set day/nigth hours, see CalcsA sheet)
| Resistance | 0.00072482 | Ohms | [7 empty] | Cost of power no system: | 14.2365 | 14.2365 | 14.2365 | 12.5739 | 12.5739 | 13.4052 | 13.4052 | 13.4052 | 12.5739 | 12.5739 | 14.2365 | 14.2365
| Cable Area | 5e-05 | m2
| Voltage Drop-V | 0.4247 | V
| Voltage Drop-% | 0.8848%
| Inverter Size Selected: | 12 | KW
Inverter | Nominal Output | 15000 | VA
| Brand | Victron
| Part # | MultiplusII 48/5000/70 x 3 |  |  | See Datasheet |  |  |  |  | PVC 90C |  | Feb: Rubber 110C; Mar: Rubber 110C; 0.2189 Apr: PVC 90C
| Nominal Voltage | 48 | V |  | Volts DC |  |  |  |  | Current |  | Jan: Wire Size; Feb: Current; Mar: Fault; 0.2189 Apr: Fault; Off-Peak KWh rate May: Auto Size; Off-Peak KWh rate Jun: OD; Off-Peak KWh rate Jul: (* From Chrisensen battery handout)
| Max. Output | 27 | KW |  | Maximum output, usually for short time |  |  |  |  | Capacity A | Fault A | Jan: mm2; Feb: Capacity A; Mar: Current; 0.2189 Apr: Current; Off-Peak KWh rate Jul: WW Calculator (Bambach)
| Nominal Output | 12 | KW |  | Nominal output, sustainable over time. |  |  |  |  | 54 | 1790 | Jan: 10; Feb: 102; Mar: 1790; 0.2189 Apr: 1460
| Efficiency | 0.96 |  |  | 0.96 = 95% efficient |  |  |  |  | 63 | 2327 | Jan: 13; Feb: 63; Mar: 2327; 0.2189 Apr: 1898; Off-Peak KWh rate May: 6B&S
[10 empty] | 72 | 2864 | Jan: 16; Feb: 135; Mar: 2864; 0.2189 Apr: 2336; Off-Peak KWh rate Jul: *current carrying capacity (bundle x 3/conduit)
Energy | Occupancy cycle | 7 | days/wk |  | Per AS4509.2: 2010 |  |  |  |  | 85 | 2958 | Jan: 20.26; Feb: 85; Mar: 2958; 0.2189 Apr: 2958; Off-Peak KWh rate May: 4B&S; Off-Peak KWh rate Jun: 8.3mm; Off-Peak KWh rate Jul: http://wirewizard.bambachcables.com.au/
| Estimated usage KWh/day | 31.7 | KWh/day | Nominal power draw | [5 empty] | 97 | 4475 | Jan: 25; Feb: 178; Mar: 4475; 0.2189 Apr: 3650; Off-Peak KWh rate May: 3B&S (26.45mm); Off-Peak KWh rate Jul: 25mm Current carrying cap = 124A, 75DegC single, 151A, 90DegC single
| Estimated usage KWh/day | 15.5075 | KWh/day | Winter min | [5 empty] | 119 | 6265 | Jan: 35; Feb: 221; Mar: 6265; 0.2189 Apr: 5110
| Max KW | 3 | KW | Maximum Power draw, instantaneous | [6 empty] | 5774 | Jan: 39.55; Feb: 130; Mar: 5774; 0.2189 Apr: 5774; Off-Peak KWh rate May: 1B&S
| Min Solar - Winter | 2.3 | PSH | Cairns | [5 empty] | 146 | 8950 | Jan: 50; Feb: 279; Mar: 8950; 0.2189 Apr: 7300; Off-Peak KWh rate May: 0B&S (49mm)
| Max Solar - Summer | 7.4 | PSH | Cairns | [5 empty] | 184 | 12530 | Jan: 70; Feb: 351; Mar: 12530; 0.2189 Apr: 10220
| Min Energy Production | 5.9616 | KWh/day | 0.9 | Panel fouling factor |  |  |  |  | 230 | 16110 | Jan: 95; Feb: 422; Mar: 16110; 0.2189 Apr: 13870
| Max Energy Production | 19.1808 | KWh/day | 0.9 | Panel fouling factor |  |  |  |  | 267 | 21480 | Jan: 120; Feb: 500; Mar: 21480; 0.2189 Apr: 17520
| 3 days Energy Use | 95.1 | KWh | [8 empty] | Mar: (Note Special Design Separation, over 20KA)
|  | 0.5 | Days of 3day Battery capacity needed | [8 empty] | Jan: Gauge Guide
| Estimated usage KWh/day MIN. | 10.9375 | KWh/day | [8 empty] | Jan: Auto Size; Feb: Nom Area mm2; Mar: Nom O.D.mm; 0.2189 Apr: Amp Rating; Off-Peak KWh rate May: Part # Prefix
| 3 days Energy Use min. | 32.8125 | KWh | [8 empty] | Jan: 8 B&S; Feb: 7.71; Mar: 5.5; 0.2189 Apr: 74; Off-Peak KWh rate May: C8
|  | 1.3 | Days of 3day Battery capacity needed | [8 empty] | Jan: 6 B&S; Feb: 13.5; Mar: 7.2; 0.2189 Apr: 103; Off-Peak KWh rate May: C6
[12 empty] | 4 B&S | 20.26 | 8.3 | 135 | C4
[12 empty] | 3 B&S | 26.45 | 10.2 | 168 | C3
[12 empty] | 2 B&S | 32.07 | 11.3 | 188 | C2
[12 empty] | 1 B&S | 39.55 | 12.1 | 210 | C1
[12 empty] | 0 B&S | 49 | 12.7 | 246 | C0
Note on K44: [Threaded comment] Your version of Excel allows you to read this threaded comment; however, any edits to it will get removed if the file is opened in a newer version of Excel. Learn more: https://go.microsoft.com/fwlink/?linkid=870924 Comment: First year FIT

## Calcs
| ecoCool Pty Ltd |  |  |  | 2024-03-28
| Array 1 Calculations |  |  | #REF! | #REF! |  |  |  | For Peak Sun Hours (PSH) for your location, to go http://www.bom.gov.au/climate/data/
[9 empty] | Get: Daily global solar exposure, in KWH m-2 (Use "mean" for all years) | [8 empty] | For Min/Max, see http://www.bom.gov.au/climate/data/
[8 empty] | Jan | Feb | Mar | Apr | May | Jun | Jul | Aug | Sep | Oct | Nov | Dec | Ave
[5 empty] | (See disclaimer) |  | PSH-Cannonvale, QLD | 7.3 | 6.4 | 5.4 | 4.1 | 3 | 2.3 | 2.6 | 3.4 | 4.7 | 5.9 | 6.6 | 7.4 | 4.925
Rev 0 | Element | Value | Units | Units info | Comments |  | MaxAveT | 29.9 | 29.7 | 28.9 | 27 | 24.3 | 22.3 | 21.5 | 22.9 | 25.3 | 27.4 | 28.7 | 29.9
Array2 | Array size selected: | 3 |  |  |  |  | MinAveT | 24.9 | 24.8 | 24.4 | 22.8 | 20.6 | 18.9 | 18 | 18.5 | 20.2 | 22.1 | 23.4 | 24.6
Solar | Number of Solar Panels | 6
| Brand | Trina |  |  | Per AS5033: 2014 |  |  | Jan: Array1; Get: Daily global solar exposure, in KWH m-2 (Use "mean" for all years) Jun: Solar Calculations | Revision: | Orig | #REF!
| Part # | TSM-DE18M(II) | [5 empty] | Jan: Installation Details; Get: Daily global solar exposure, in KWH m-2 (Use "mean" for all years) Mar: Option 1 |  |  | #REF!
| Maximum Power at STC (Pmax) | 500 | W |  |  |  |  | Jan: Azimuth; Get: Daily global solar exposure, in KWH m-2 (Use "mean" for all years) Mar: 0
| Optimum Operating Voltage (Vmp) | 42.8 V | V dc |  |  |  |  | Jan: Tilt; Get: Daily global solar exposure, in KWH m-2 (Use "mean" for all years) Mar: 40 |  |  | Comments
| Optimum Operating Current (Imp) | 11.69 | A |  |  |  |  | Jan: System Size; Get: Daily global solar exposure, in KWH m-2 (Use "mean" for all years) Mar: 3000; Get: Daily global solar exposure, in KWH m-2 (Use "mean" for all years) Apr: W
| Open Circuit Voltage VOC | 51.7 | V dc |  |  |  |  | Jan: Panels; Get: Daily global solar exposure, in KWH m-2 (Use "mean" for all years) Feb: 6; Get: Daily global solar exposure, in KWH m-2 (Use "mean" for all years) Mar: 500; Get: Daily global solar exposure, in KWH m-2 (Use "mean" for all years) Apr: W
| Short Circuit Current (Isc) | 12.28 | A |  |  |  |  | Jan: Sydney; Get: Daily global solar exposure, in KWH m-2 (Use "mean" for all years) Feb: 0.99 |  |  |  | 2024-03-28
| Module Efficiency | 15.67 | % |  |  |  | 0.05 | Jan: 95%; Get: Daily global solar exposure, in KWH m-2 (Use "mean" for all years) Feb: Efficiency derating |  |  |  | Craig Myatt
| Maximum Series Fuse Rating | 15 | A |  | Imodmax ocpr | AS5033-2014 1.4 | 0.03 | Jan: 97%; Get: Daily global solar exposure, in KWH m-2 (Use "mean" for all years) Feb: Soiling derated %age |  |  |  | ecoCool Pty Ltd
| Power Tolerance | 5 | W +/- |  |  |  | -0.0036 | Jan: 97.48%; Get: Daily global solar exposure, in KWH m-2 (Use "mean" for all years) Feb: Temperature derating |  |  |  | www.ecocool.com.au
| Temperature Coefficient of Voc | -0.26 | %/°C | y |  |  |  | Jan: Battery Size; Get: Daily global solar exposure, in KWH m-2 (Use "mean" for all years) Mar: 14.4; Get: Daily global solar exposure, in KWH m-2 (Use "mean" for all years) Apr: KWh |  |  |  | info@ecocool.com.au |  |  |  | Sydney | 90% | 100% | 117% | 139% | 165% | 176% | 173% | 150% | 126% | 106% | 93% | 88%
| Temperature Coefficient of Pmax | -0.36 | %/°C | [24 empty] | 0% | 0% | 0% | 0% | 0% | 0% | 0% | 0% | 0% | 0% | 0% | 0% | 0%
| Test Temp @ STC | 25 | DegC | [8 empty] | 5 | 6 | 7 | 8 | 9 | 10 | 11 | 12 | 13 | 14 | 15 | 16 | 17 |  |  |  | 0 | #N/A | #N/A | #N/A | #N/A | #N/A | #N/A | #N/A | #N/A | #N/A | #N/A | #N/A | #N/A
| Length | 2176 | mm |  |  |  |  | Location Multiplier |  |  |  | 90% | 100% | 117% | 139% | 165% | 176% | 173% | 150% | 126% | 106% | 93% | 88% |  |  |  |  | Loc. Mult: | #N/A | #N/A | #N/A | #N/A | #N/A | #N/A | #N/A | #N/A | #N/A | #N/A | #N/A | #N/A
| Width | 1098 | mm |  |  |  |  | Estimated Performance |  |  |  | Jan | Feb | Mar | Apr | May | Jun | Jul | Aug | Sep | Oct | Nov | Dec | Ave |  |  |  |  | Jan | Feb | Mar | Apr | May | Jun | Jul | Aug | Sep | Oct | Nov | Dec | Ave
| Thickness | 35 | mm |  |  |  |  | PSH for Sydney at tilt 40 and azimuth 0 |  |  |  | 7.3 | 6.4 | 5.4 | 4.1 | 3 | 2.3 | 2.6 | 3.4 | 4.7 | 5.9 | 6.6 | 7.4 | 4.925
| Weight | 26.3 | kg |  |  |  |  | Estimated Daily KWh production |  |  |  | 18.1628 | 17.6928 | 17.4661 | 15.7549 | 13.6843 | 11.1907 | 12.4347 | 14.0989 | 16.3714 | 17.2892 | 16.9685 | 18.0024 | 15.7597 |  |  |  |  | 6 | 5.6 | 5.4 | 5 | 4.4 | 4 | 4.3 | 5.1 | 5.9 | 6.6 | 6.7 | 6.8 | 5.4833
| Number of Panels/String | 6 | [5 empty] | Percentage of full sun |  |  |  | 89.83% | 89.83% | 89.83% | 89.83% | 89.83% | 89.83% | 89.83% | 89.83% | 89.83% | 89.83% | 89.83% | 89.83% | 92.15%
| Number of Strings | 1 |  |  |  |  | Array1 | Est Daily KWh production, shading+derating |  |  |  | 16.3152 | 15.8931 | 15.6894 | 14.1523 | 12.2923 | 10.0524 | 11.1698 | 12.6648 | 14.706 | 15.5305 | 15.2424 | 16.1712 | 14.5226
| Spring Max Temp | 32 | DegC |  |  |  | Array 1+2 | Est Daily KWh production, shading+derating |  |  |  | 32.6575 | 30.9908 | 29.3381 | 25.3047 | 21.1025 | 16.973 | 18.9306 | 22.3224 | 27.038 | 29.7328 | 30.1765 | 32.3811 | 26.7783
| Winter Min. Temp | 20 | DegC | [8 empty] | 14.5226 | 14.5226 | 14.5226 | 14.5226 | 14.5226 | 14.5226 | 14.5226 | 14.5226 | 14.5226 | 14.5226 | 14.5226 | 14.5226 | 14.5226 |  |  | Solar Tables lookups
| String VOC | 310.2 | V dc |  |  |  | KWh/Mon | Current Bill / month |  |  |  | 441.3315 | 402.1812 | 441.3315 | 377.2161 | 389.79 | 402.1556 | 415.5608 | 415.5608 | 389.79 | 377.2161 | 427.095 | 441.3315
| PV Array Max. Volts | 318 |  |  | Voc+y(Tmin-Tstc)M | AS5033-2014 4.2 | 964.2083 | Total Daily usage (KWh) |  |  |  | 31.7 | 31.7 | 29.2711 | 23.6037 | 18.2602 | 15.5075 | 15.5075 | 18.2602 | 23.6037 | 29.2711 | 31.7 | 31.7 |  |  | A | 'Solar-tables'!AD6:AE17 | Location-Main
| Array Power | 3000 | W |  |  |  | 31.7 | Average Usage during Day (KWh) |  |  |  | 10 | 10 | 10 | 10 | 10 | 10 | 10 | 10 | 10 | 10 | 10 | 10 |  |  | B | 'Solar-tables'!AD6:AE17 | City1
| String O/Current Protection? | No | Yes/No | 0 | ((Sa-1)xIscmod) > Imodmax ocpr | AS5033-2014 3.3.4 | KWh/day | Average Usage during night (KWh) |  |  |  | 27.4 | 27.4 | 27.4 | 27.4 | 27.4 | 27.4 | 27.4 | 27.4 | 27.4 | 27.4 | 27.4 | 27.4 |  |  | C | #N/A | City2
| String Fuse Min | 18.42 | A |  | In > 1.5 x Isc mod | AS5033-2014 3.3.5 |  | Daily charge |  |  |  | 1.9998 | 1.9998 | 1.9998 | 1.9998 | 1.9998 | 1.9998 | 1.9998 | 1.9998 | 1.9998 | 1.9998 | 1.9998 | 1.9998
| String Fuse Max | 15 | A |  | In < 2.4 x Isc mod | AS5033-2014 3.3.5 | 26.74% | FIT rate |  |  |  | 0.115 | 0.115 | 0.115 | 0.115 | 0.115 | 0.115 | 0.115 | 0.115 | 0.115 | 0.115 | 0.115 | 0.115 | 167.0097 | Solar Index
| Fuse Size | 20 | A | MCB 350V min DC rated (Noark) |  |  | Night | $ per KWh rate/s DAY |  |  |  | 0.4925 | 0.4925 | 0.4925 | 0.42344 | 0.42344 | 0.42344 | 0.42344 | 0.42344 | 0.42344 | 0.42344 | 0.4925 | 0.4925
| Solar Controller | 21 | # | SmartSolar MPPT 450/100 Tr |  |  | 73.26% | $ per KWh rate/s NIGHT |  |  |  | 0.26685 | 0.26685 | 0.26685 | 0.23138 | 0.23138 | 0.2621 | 0.2621 | 0.2621 | 0.23138 | 0.23138 | 0.26685 | 0.26685 |  | Off Grid?
| Solar Controller Max | 5800 | W | (See VE-MPPT Calc Spreadsheet for calcs) |  |  | Night | Daily Cost of Power - without system |  |  |  | 14.2365 | 14.2365 | 14.2365 | 12.5739 | 12.5739 | 13.4052 | 13.4052 | 13.4052 | 12.5739 | 12.5739 | 14.2365 | 14.2365 |  | Yes
| Location (from tables) | Sydney |  |  | %age from 1st Location, to second |  |  | Daily Cost of Power - with system |  |  |  | 0 | 0 | 0 | 0 | 0 | 0 | 0 | 0 | 0 | 0 | 0 | 0 | 0 | Battery?
| Min PSH for location | 2.3 |  | Cannonvale, QLD | Your Location, PSH data, AF23:AR34 |  |  | Daily Feed-in Ret |  | 9.9037 | Ave /mo | 0.37525 | 0.36554 | 0.36086 | 0.3255 | 0.28272 | 0.2312 | 0.25691 | 0.29129 | 0.33824 | 0.3572 | 0.35058 | 0.37194 | 0.3256 | Yes
| Shading/Efficiency/Soiling | 95% | [5 empty] | Daily net $ (+pay -paid) |  |  |  | -0.37525 | -0.36554 | -0.36086 | -0.3255 | -0.28272 | -0.2312 | -0.25691 | -0.29129 | -0.33824 | -0.3572 | -0.35058 | -0.37194 | -0.3256
| Solar panel roof tilt from 0 | 40 | [5 empty] | Monthly net $ |  | 9.8985 |  | -11.6327 | -10.2351 | -11.1866 | -9.7651 | -8.7644 | -6.9361 | -7.9641 | -9.03 | -10.1472 | -11.0732 | -10.5173 | -11.5301 | -9.8985 | $pay
| Solar aspect (azimuth) | 0 | [5 empty] | Savings |  | 419.9452 | Ave /mo | 452.9643 | 412.4163 | 452.5181 | 386.9812 | 398.5544 | 409.0917 | 423.5248 | 424.5907 | 399.9371 | 388.2894 | 437.6123 | 452.8616 | 5039.3419 | $Savings
[8 empty] | Payback period |  | 0 | Years | 0 | 5039.3419 | 5039.3419 | 5039.3419 | 5039.3419 | 5039.3419 | 5039.3419 | 5039.3419 | 5039.3419 | 5039.3419 | 5039.3419 | 5039.3419 | 5039.3419
| Battry Bank Size Selected: | 14.4 | KWh |  |  |  |  | NPV of system |  | 60472.1025 | 12 yrs | 0 | 5039.3419 | 5039.3419 | 5039.3419 | 5039.3419 | 5039.3419 | 5039.3419 | 5039.3419 | 5039.3419 | 5039.3419 | 5039.3419 | 5039.3419 | 5039.3419
Battery | Number of Batteries | 12 |  |  | Per AS2676.2: 1992 |  |  | FIT rate |  | 0.115 | Int.rate | 0 | 1 | 2 | 3 | 4 | 5 | 6 | 7 | 8 | 9 | 10 | 11 | 12
| Type | AGM | [5 empty] | total System price: |  | 0 | 0% | Jan: Year from Installation >>>>
| Part # | Victron AGM Supercycle 100Ah | [9 empty] | Jan: 30.4167; Feb: days/mo
| Module AH (20hr) | 100 | AH |  |  |  | w/Batt | Grid Use-night KWh (GR.N) |  |  |  | 13 | 13 | 13 | 13 | 13 | 13 | 13 | 13 | 13 | 13 | 13 | 13
| Module Nominal Voltage | 12 | Vdc |  |  |  |  | Battery Discharge Night KWh (BD) |  |  |  | 14.4 | 14.4 | 14.4 | 14.4 | 14.4 | 14.4 | 14.4 | 14.4 | 14.4 | 14.4 | 14.4 | 14.4
| Strings | 3 | [5 empty] | Battery Recharge Day KWh (BR) |  |  |  | 15.3191 | 15.3191 | 15.3191 | 15.3191 | 15.3191 | 15.3191 | 15.3191 | 15.3191 | 15.3191 | 15.3191 | 15.3191 | 15.3191
| Modules/string | 4 |  |  |  |  | w/Batt | Grid Use-day KWh (GR.D) |  |  |  | 9.0039 | 9.4261 | 9.6297 | 11.1669 | 13.0269 | 15.2668 | 14.1493 | 12.6544 | 10.6131 | 9.7887 | 10.0767 | 9.148
| Bank Nominal voltage | 48 | Vdc |  |  |  |  | Feed-In Day (FI) KWh |  |  |  | 3.263 | 3.1786 | 3.1379 | 2.8305 | 2.4585 | 2.0105 | 2.234 | 2.533 | 2.9412 | 3.1061 | 3.0485 | 3.2342
| Max. Voltage | 58.4 | Vdc |  |  |  |  | Add Grid-use night* |  |  | Total KWh usage | Feb: 980; Mar: 32.2192; Apr: 6.4438; May: 25.7753; Sep: #REF!; Oct: $ per KWh rate/s
| Max DOD | 100% | DOD |  |  |  |  | Grid use day w/o Batt later |  |  | Daily charge | Feb: 1.24; Mar: per day; Apr: 1.24; Sep: #VALUE!; Oct: Daily Cost of Power - without system
| Nominal DOD | 80% | DOD | [7 empty] | Rate per KWh | Feb: 0.2662; Mar: per KWh; Apr: 0.2662; Sep: #VALUE!; Oct: Daily Cost of Power - with system
| Bank Ah Capacity | 300 | Ah | [7 empty] | Seniors discount: | Feb: 0.932; Mar: per day; Apr: 340; May: per yr; Sep: 14825.8742; Oct: Daily Feed-in Returned
| Module Nominal Capacity | 1.2 | KWh | [7 empty] | Days of Bill | Feb: 96; Mar: days
| Bank Full Capacity | 14.4 | KWh | [7 empty] | Usage charge | Feb: 260.876; Sep: Commercial Rates (energy Aus); Ave: Batt Effic. | 0.94
| BankUsable Capacity | 14.4 | KWh | C | [6 empty] | Supply charge | Feb: 119.0429; Apr: 0%; May: General discount; Oct: Peak; Nov: 0.5709; Ave: C | 0.2
| Nom. Output | 250 | A | 0.83333 | IncreaseBanksize | [6 empty] | Apr: 1.24; May: Discounted Daily usage rate; Oct: Shoulder; Nov: 0.3531; Ave: CN | 0.03
| Peak. Output | 562.5 | A | 1.875 | INCREASE BANK SIZE | [5 empty] | #1 Discount | Apr: 1.9998; May: Commercial Daily usage rate; Oct: Off-peak; Nov: 0.2189
| Peak. Output | 27000 | W |  | 15sec | [5 empty] | #1 Discount | Apr: 0.35; May: Day Rate KWh (pro rataed)
| Life Cycles | 1200 | Cycles |  | @25degC | [5 empty] | #1 Discount | Apr: 0.29; May: Night Rate KWh (pro rataed); Sep: LD; Oct: Loads-day; Nov: 10; Dec: KWh; Ave: 7a-5pm
| End of life | 3.2877 | Years | [8 empty] | Apr: 0.5709; May: Peak KWh rate; Sep: LN; Oct: Loads-night; Nov: 27.4; Dec: KWh; Ave: 5p-7am
| Battery String Fault Current | 2815 | A | 35 | AGM FC Factor | [5 empty] | Total Bill | Feb: 379.9189; Apr: 0.3531; May: Shoulder KWh rate; Nov: 37.4
| Battery Bank Fault Current | 8445 | A | 35 | AGM FC Factor | [6 empty] | Apr: 0.2189; May: Off-Peak KWh rate
| Min. Cable Size to fuse | 50 | mm | [8 empty] | Jan | Feb | Mar | Apr | May | Jun | Jul | Aug | Sep | Oct | Nov | Dec
| Target Max Voltage drop | 3 | % | [7 empty] | KWh $ - Day | 0.4925 | 0.4925 | 0.4925 | 0.42344 | 0.42344 | 0.42344 | 0.42344 | 0.42344 | 0.42344 | 0.42344 | 0.4925 | 0.4925
| Distance of Wire Run | 2 | m | [7 empty] | KWh $ - Night | 0.26685 | 0.26685 | 0.26685 | 0.23138 | 0.23138 | 0.2621 | 0.2621 | 0.2621 | 0.23138 | 0.23138 | 0.26685 | 0.26685
| Peak Supply Current | 585.9375 | A | [8 empty] | Feb: Energy Australia Commercial Rates, 2020; Off-Peak KWh rate Jun: (Pro-rataed, based on set day/nigth hours, see CalcsA sheet)
| Resistance | 0.00072482 | Ohms | [7 empty] | Cost of power no system: | 14.2365 | 14.2365 | 14.2365 | 12.5739 | 12.5739 | 13.4052 | 13.4052 | 13.4052 | 12.5739 | 12.5739 | 14.2365 | 14.2365
| Cable Area | 5e-05 | m2
| Voltage Drop-V | 0.4247 | V
| Voltage Drop-% | 0.8848%
| Inverter Size Selected: | 12 | KW
Inverter | Nominal Output | 15000 | VA
| Brand | Victron
| Part # | MultiplusII 48/5000/70 x 3 |  |  | See Datasheet |  |  |  |  | PVC 90C |  | Feb: Rubber 110C; Mar: Rubber 110C; 0.2189 Apr: PVC 90C
| Nominal Voltage | 48 | V |  | Volts DC |  |  |  |  | Current |  | Jan: Wire Size; Feb: Current; Mar: Fault; 0.2189 Apr: Fault; Off-Peak KWh rate May: Auto Size; Off-Peak KWh rate Jun: OD; Off-Peak KWh rate Jul: (* From Chrisensen battery handout)
| Max. Output | 27 | KW |  | Maximum output, usually for short time |  |  |  |  | Capacity A | Fault A | Jan: mm2; Feb: Capacity A; Mar: Current; 0.2189 Apr: Current; Off-Peak KWh rate Jul: WW Calculator (Bambach)
| Nominal Output | 12 | KW |  | Nominal output, sustainable over time. |  |  |  |  | 54 | 1790 | Jan: 10; Feb: 102; Mar: 1790; 0.2189 Apr: 1460
| Efficiency | 0.96 |  |  | 0.96 = 95% efficient |  |  |  |  | 63 | 2327 | Jan: 13; Feb: 63; Mar: 2327; 0.2189 Apr: 1898; Off-Peak KWh rate May: 6B&S
[10 empty] | 72 | 2864 | Jan: 16; Feb: 135; Mar: 2864; 0.2189 Apr: 2336; Off-Peak KWh rate Jul: *current carrying capacity (bundle x 3/conduit)
Energy | Occupancy cycle | 7 | days/wk |  | Per AS4509.2: 2010 |  |  |  |  | 85 | 2958 | Jan: 20.26; Feb: 85; Mar: 2958; 0.2189 Apr: 2958; Off-Peak KWh rate May: 4B&S; Off-Peak KWh rate Jun: 8.3mm; Off-Peak KWh rate Jul: http://wirewizard.bambachcables.com.au/
| Estimated usage KWh/day | 31.7 | KWh/day | Nominal power draw |  | 0 |  |  |  | 97 | 4475 | Jan: 25; Feb: 178; Mar: 4475; 0.2189 Apr: 3650; Off-Peak KWh rate May: 3B&S (26.45mm); Off-Peak KWh rate Jul: 25mm Current carrying cap = 124A, 75DegC single, 151A, 90DegC single
| Estimated usage KWh/day | 15.5075 | KWh/day | Winter min | [5 empty] | 119 | 6265 | Jan: 35; Feb: 221; Mar: 6265; 0.2189 Apr: 5110
| Max KW | 3 | KW | Maximum Power draw, instantaneous | [6 empty] | 5774 | Jan: 39.55; Feb: 130; Mar: 5774; 0.2189 Apr: 5774; Off-Peak KWh rate May: 1B&S
| Min Solar - Winter | 2.3 | PSH | Sydney | [5 empty] | 146 | 8950 | Jan: 50; Feb: 279; Mar: 8950; 0.2189 Apr: 7300; Off-Peak KWh rate May: 0B&S (49mm)
| Max Solar - Summer | 7.4 | PSH | Sydney | [5 empty] | 184 | 12530 | Jan: 70; Feb: 351; Mar: 12530; 0.2189 Apr: 10220
| Min Energy Production | 5.9616 | KWh/day | 0.9 | Panel fouling factor |  |  |  |  | 230 | 16110 | Jan: 95; Feb: 422; Mar: 16110; 0.2189 Apr: 13870
| Max Energy Production | 19.1808 | KWh/day | 0.9 | Panel fouling factor |  |  |  |  | 267 | 21480 | Jan: 120; Feb: 500; Mar: 21480; 0.2189 Apr: 17520
| 3 days Energy Use | 95.1 | KWh | [8 empty] | Mar: (Note Special Design Separation, over 20KA)
|  | 0.5 | Days of 3day Battery capacity needed | [8 empty] | Jan: Gauge Guide
| Estimated usage KWh/day MIN. | 10.9375 | KWh/day | [8 empty] | Jan: Auto Size; Feb: Nom Area mm2; Mar: Nom O.D.mm; 0.2189 Apr: Amp Rating; Off-Peak KWh rate May: Part # Prefix
| 3 days Energy Use min. | 32.8125 | KWh | [8 empty] | Jan: 8 B&S; Feb: 7.71; Mar: 5.5; 0.2189 Apr: 74; Off-Peak KWh rate May: C8
|  | 1.3 | Days of 3day Battery capacity needed | [8 empty] | Jan: 6 B&S; Feb: 13.5; Mar: 7.2; 0.2189 Apr: 103; Off-Peak KWh rate May: C6
[12 empty] | 4 B&S | 20.26 | 8.3 | 135 | C4
[12 empty] | 3 B&S | 26.45 | 10.2 | 168 | C3
[12 empty] | 2 B&S | 32.07 | 11.3 | 188 | C2
| User Profiles | [10 empty] | Jan: 1 B&S; Feb: 39.55; Mar: 12.1; 0.2189 Apr: 210; Off-Peak KWh rate May: C1
[12 empty] | 0 B&S | 49 | 12.7 | 246 | C0
| Users: | Profile | KWh/day | KW.max
1 | 2 | 2 PPl | 9 | 4
2 | 3 | 3 PPl | 14 | 4
3 | 4-5 | 4-5 Ppl | 19 | 5
4 | 5+ | LargeUser | 26 | 6.5
5 | High Use | V.HighUser | 35 | 8
|  | SpecifyLoads>> |  | Loads.Sheet
Note on K46: [Threaded comment] Your version of Excel allows you to read this threaded comment; however, any edits to it will get removed if the file is opened in a newer version of Excel. Learn more: https://go.microsoft.com/fwlink/?linkid=870924 Comment: First year FIT

## Load-calcs
| ecoCool Pty Ltd |  |  | Address: | 2024-03-28
| System Design Parameters |  |  |  | 5233 Twelve Mile Creek Rd, Pippingarra WA 6722
| EC114 C01-03 | Rev: 0 | Job# | EC114 | (See disclaimer)
| AS/NZS 4509.2: 2010 |  |  |  | 0 |  |  |  | Considered:
AS Section: | Element | Value | Units | Units info | Comments |  |  |  | Consdiered:
2.2 | General design Criteria | [7 empty] | yet,
Primary Criteria Considered:
| Desire to shift from 100% Generator use, to near 100% renewable energy on his residential site | [7 empty] | Means:
| Current equipment: 2 x 17KVA diesel generators, 50m from residence, 5 x Air conditioners, Pool pum | [7 empty] | and that…good/great design. |  | As in related diesel mach. iindustry… gen fuel/maint, readily available for him.
| Considered: | [7 empty] | Variable speed pool pump for effic & low peaking? 3ph if possible! |  |  | higly automated, can have manual overrides. E30./
| > Hot environment, A/C use day & night, for 75%+ of year | [6 empty] | Phase analysis…which loads, which phase, times?
| > Solar availability, budget limit, current use/avail of generator, battery & PV expandability | [7 empty] | Pump peak requires essentially low draw circuit for that…
| > Primary cooling & pump loads, main residential loads, and seasonable load aspects | [6 empty] | Generator use will be in power IN, (AC fronius on power out)
> Budget constraints: to limit overall renewable system cost, with expandability later
| > Integrated those considerations | [6 empty] | Integrate AS4509.2 design process/points
| The solution provided meets short term budget constraints, expandability to near 100% renewable fraction | [8 empty] | Standard rules, to side if possible…develop later, tho
and uses generator resoruce in place to supplement solar resource, till budget allows battery and/or solar
| expansion later, within 12 months. | [5 empty] | See AS4509.2 for where eff is factored in,…
System features:
> simple battery expansion is built into the system, with 3KWh lithium modules
> Sophisticated demand management, allows renewable fraction to be up to 100% for 85%+ of days
| > system optimised for environment, budget, uses gen/fuel resources in place, allows shift to 100% | [6 empty] | https://community.victronenergy.com/questions/55581/ac-coupled-pv-for-backup-or-off-grid-impossible.html
renewable fraction over 12-18 months, owner has diesel machinery maintenance knowledge, via work
> Demand management via the E30 dashboard, allows A/C loads to be stepped down, or generator started
> System load and generator management mainly automated, simple manual overrides & wifi communications
3.1.3 | Demand management
Primary Demand managed loads:
> Air conditioners, 9.5KWR, & 4 x 3.5KWR MHI units
> Pool pump: 1100W, timing, duration
| > User will have manual override capability for A/C and Pump |  |  |  | E30.300.01 Dashboard, with demand mngt
> E30 is designed to monitor loads, for user demand management, see "Metering"
3.1.4 | Demand assessment
Demand Loads Summary:
| Fridge/Fr | 9.677% | 2.88 | KW
| AirCon | 64.01% | 19.05 | KW
| TV | 1.747% | 0.52 | KW
| Cooking | 5.544% | 1.65 | KW
| Lighting | 0.0672% | 0.02 | KW
| Appli-ances | 4.032% | 1.2 | KW
| HWS | 10.08% | 3 | KW
| System & Comp | 4.839% | 1.44 | KW
| Average Daily energy consumpt: | 100% | 29.76 | KW | Without inverter efficiency considered
| Inverter & Battery Efficiency: |  | 0.93898
| Consumption KWh/day Summer |  | 31.7 | KW | Inverter & Battery efficiency considered
| Consumption KWh/day Winter |  | 15.5075 | KW | Inverter & Battery efficiency considered
| KWh Daytime use | 56.22% | 17.8171 | KW
| KWh Night use | 43.78% | 13.8767 | KW
3.2 | Resource assessment
| Site location: | Cannonvale, QLD
| PSH irradation Data used: | BOM, 2021 |  |  | In conjunction with CEC Solar PSH data
| Solar panel roof tilt from 0 |  | 20 | degrees
| Solar aspect (azimuth) |  | 0 | degrees
3.3 | System configuration
| Single or 3 Phase: |  | 3 | Ph
| Battery Bank Voltage: |  | 48 | V d.c.
| DC Bus configuration: |  | Link bars
| AC Bus configuration: |  | Sub-main
| System Topology: |  | AC-coupled PV
DC-coupled PV
DC-coupled Batts.
|  |  | Lithium Batts. |  | Sytem Toplogy
Interactive Inv/Chgr
3.2.2.1 | Generators
3.3.4 | Size constraints: |  |  |  | 3.4.11.1 Generator set sizing and selection
| System Loads Max: |  | 5500 | W | AC loads, simultaneous
| Charging Max: |  | 10080 | W | Battery charging, simultaneous
| Battery A Max: |  | 294.1176 | A | 10 module charge limit Amps
| Generator W Max: |  | 14117.6471 | W
| Charging Nom: |  | 6500 | W | Battery charge setting A, system
| Total Gen Output: |  | 12000 | W
| Total Gen Output: |  | 15000 | KVA | Minimum size, see Existing Gens 17KVA
| Power factor: |  | 0.8 | φ
| Fuel type: |  | Diesel
| Phases: |  | 3 | Ph
| Features: |  | Autostart |  | 2 wire
| Maintenance: |  | See Customer discussions re quality vs maint. for new Genset
| Configuration: |  | Parallel configuration, & c/o switch, shunts Generator in, PV out
3.2.2.2 | Renewable Energy Generators
| Renewable Energy Generation: |  | PV
| Renewable Generator size: |  | 10.8 | KW |  |  | 3.4..3
| Oversupply coefficient (highest): |  | 1.2564 |  |  |  | Array sizing for DC MPPT, AC, considering
| Oversupply coefficient (lowest): |  | 1.0601 |  |  |  | derating for heat, system inefficiencies, etc
| Worst Months: |  | Feb-Jun
PV System efficiency: (AC, DC)
| Daily energy from PV (Best month): |  | 38.821
| Daily energy from PV (Worst month): |  | 16.4399
3.4.4 | PV Array Sizing
See PV Array Calculations: VOC, derating, soiling, tilt, orientation, bus efficiencies (Params Drawing/Calcs)
3.4.6 | Renewable fraction
Solar fraction:
| Solar fraction Summer: |  | 122.5% |  | Epv x Npvss / Etot
| Solar fraction Winter: |  | 106%
3.4.7 | Battery sizing
| Battery type: |  | Victron AGM Supercycle 100Ah |  |  | 240 | 24KWh (8 extra modules)
| Battery Bank Capacity: |  | 300 | Ah |  | 540 | 54KWh (18 modules)
| Battery Nom. Voltage: |  | 48 | V d.c.
| DC Bus Energy Demand (Summer): |  | 31.7 | KWh
| Max Depth of Discharge: |  | 100%
| Actual Days Autonomy: |  | 0.45426 | days |  | 0.81767
| Actual hours Autonomy: |  | 10.9022 | hours |  | 19.624
| Actual nights Autonomy: |  | 1.0377 |  |  | 2.16
| (Expanded) Target Days Autonomy: |  | 1.06 | days | 54KWh, 18 x 3KWh modules
3.4 | Component sizing/selection
overview/whys
| System Voltage: |  | 48 | V d.c. | Standard off-grid voltage, for available equip.
3.4.3 | PV Generator sizing: |  | 106% | Min. Solar fraction, covers loads all year
| Approach to cover limited Battery storage: |  | Customer to install durable, well-maintained auto-start generator. Generator starts: 2-3 times/fortnight. Batteries to increase later.
3.4.11 | Diesel Generator sizing: |  | 3.4.11 Considered.
3.4.12 | Cable sizing: |  | D.C. Cables sized for battery fault current, or A capacity, see Calcs.
A.C. Cables sized to AS3000, by installer, or as noted in drawings.
3.5 | Metering control
| Metering: |  | BMV702 Battery monitor, with Battery Temp sensor function
| Control: |  | Victron Multiplus Programming control: see Params drawing.
| Control: |  | Victron Cerbo Controller: automated settings, see drawings.
| Control: |  | Victron Cerbo: auto-starts generator via relay, with manual override
| E30 Air Con Controller: |  | E30 Air Con Controller: will step Air conditioner output down, when battery and solar reach set thresholds. Poolpump will be turned on or off, to fit with PV/battery settings, reported by Cerbo.
AS/NZS 3010 Generating Sets
3.6 | Electrical Protection | [6 empty] | Generator Fuse location?:
| DC fusing: |  | 125 | A MCCB for each Inverter/Charger |  |  |  | 1 at Generator, then?
| DC fusing: |  | 125 | A MCCB for MPPT
| DC fusing: |  | 400 | A HRC fuse, Main Battery
| DC fusing: |  | 60 | A Individual Battery Fuses
| AC fusing: |  | 25 | A 3 Pole Inverter Fuse
| AC fusing: |  | 20 | A 3 Pole Inverter Fuse
| AC fusing: |  | Generator: self fused, isolator, with c/o switch/es
4.2 | PV Array
4.2.2 | Array fixing comply with AS1170.2 |  | Considered
4.5 | Genset
Genset accommodation, maintenance and airflow considered.
4.6 | Battery
4.6 | Battery
See Calcs/notes, complies with AS5139
High/Low temperature and voltage alarms set, see Parameters
5 | System performance |  | DC | AC
(a) | Design DC and AC Load energy: |  | 29.76 | 31.7 | KW
(b) | Load management strategies: |  | E30 controller to manage HVAC, Pool pump, Gen auto starts
(c) | Maximum Surge Demand: |  | 3.24 | KW | See Loads Graph for surge demand by hour
(d) | PV generator daily output:
(e) | Generator load fractions: |  | 95% | SolarPV
|  |  | 5% | Genset
(f) | Genset run time: |  | 16.8 | Hrs/Fn | Approx 5 hrs every 3-5 days |  | 14 | 24 | 336 | hrs/fortnight
(g) | BOM 2021 irradiation data used |  | See 3.2 above for PV details, see Params drwg for adjustments
(h) | System Voltage: |  | 48V d.c. | 230V a.c. | 3ph
(i) | Ratings of components:
|  | 48/5000 MultiplusII Battery Inverter: | 12 | KW | 5KVA/phase, 70A charging, xxA f/thru
|  | RS450/100 Smartsolar MPPT: | 100 | A | 450V max Voc, 100A max charge, 4 MPPTs
|  | Fronius Symo 5KW AC Inverter: | 5 | KW | Output, over 3 phases
| EC114 | Rev A
Expansion Options
Expandability
| Fronius AC coupled PV: |  | 7 | KW Existing PV input
| 5KW Primo* |  | 4 | KW New PV input
|  |  | 11 | KW Expanded Size
* This increases daytime Power ceiling too
| Victron DC coupled PV: |  | 7 | KW Existing PV input
| Victron DC coupled PV: |  | 4 | KW New PV input
| 250/60 MPPT Smartsolar |  | 11 | KW Expanded Size
| Vaulta Lithium Batteries: |  | 15 | KWh Existing Battery Bank
| Expansion Cabinet: 3x5KWh |  | 15 | KWh max Bank size*
|  |  | 30 | KW Expanded Battery Size
* (With 1 Expansion Cabinet)
| Victron Inverter Chargers: |  | 5 | KVA Existing
| * This increases anytime Power ceiling |  | 5 | KVA Extra
| (more appliances on at same time) |  | 10 | KVA Expanded Inverter output
Autonomy with load avoidance:
| Max Load avoidance fraction: % |  | 25 | %
| Autonomy (days/Hrs) | 1 days | 24.9051 | Hours
Operating constraints/rules
> Pool pump review and possible upgrade recommended: VSD or 3ph
> Pool pump run time: limit to 4-5 hours, review with owner
> HVAC, see op parameters in E30 control drawing, & below
> Generator use to be for system backup, or primary power on c/over
> E30 Dashboard Instruction and Parameters: see E30 drawing/Manual
Assumed conditions for HVAC
Ambient Temperatures: see Load Calculations
Run times: see Load Calculations
E30 operation: will step HVAC output down, as battery gets low
Operator may also manually unload system, or stepdown HVAC use
ecoCool Pty Ltd,15 Fremantle St.
Burleigh Heads Qld 4220, Australia
p +61 7 5525 5964
| e info @ ecoCool.com.au | www.ecocool.com.au |  |  | Copyright © 2024

## Calculator
|  |  | System Parameters |  |  |  | EC114 C01-01 |  | Rev A
2024-03-28
|  |  | EC114 | Lindeman island
Cannonvale, QLD
A |  |  | Nearest City: | Brisbane | Nearest Major city |  |  |  | Total Solar KW:
B |  |  | Solar Array 1, 2 KW: | 4 | 3 | KW What size solar arrays? |  |  | 7 KW
|  |  | Array Orientation deg° (Nrth=0) | 0 | 40 | Roof Tilt Angle deg° (from Horizontal)
C |  |  | People in Household: | 2 | people OR | Enter your Loads >> |  | 10 | KWh/day
D |  |  | Planned power use per day: | 14 | KWh/day | From Load Calcs >> |  | 16-32 | KWh/day
E |  |  | Flexibility to reduce Power use: | 25 | % | %age you could reduce power use if needed | [22 empty] | #N/A
#N/A
F |  |  | Nom. Inverter Output Power needed: | 12 | KW | Instantaneous power needed, for a appliances. | [22 empty] | #N/A
G |  |  | Generator Size: | 10 | KVA | Current or planned Generator | [21 empty] | #N/A | #N/A
H |  |  | 48V Battery size in mind: | 14.4 | KWh | Optional, guide to battery size 1KWh=21Ah |  |  |  | KWh/day | 38.821 | 35.8647 | 32.4223 | 26.4925 | 20.9287 | 16.4399 | 18.4356 | 22.9415 | 29.2945 | 33.7375 | 35.4759 | 38.5065 | 29.5492 |  |  |  |  | #N/A | #N/A
[10 empty] | Month | Jan | Feb | Mar | Apr | May | Jun | Jul | Aug | Sep | Oct | Nov | Dec | Ave |  |  |  |  | #N/A | #N/A
[10 empty] | Solar/Loads | 1.2246 | 1.1314 | 1.1077 | 1.1224 | 1.1461 | 1.0601 | 1.1888 | 1.2564 | 1.2411 | 1.1526 | 1.1191 | 1.2147 | Ratio |  |  |  |  | #N/A | #N/A
[10 empty] | Jun: MIN. |  |  |  |  | #N/A | #N/A
[24 empty] | 5 | 4 | Row.Array1/Equip-Options_SolarArrays |  | #N/A | #N/A
|  | System Configuration | [21 empty] | 2 | 3 | Array2 |  | #N/A | #N/A
[24 empty] | 0 | 40 | Array Orientation / Roof Tilt |  | #N/A | #N/A
[24 empty] | 5 | Sydney | City.Row (from calcs/SolarTables) |  | #N/A | 38.5065
|  |  | Battery, Loads and System Autonomy | [20 empty] | 8 | 12 | Inverter/charger.Row (from calcs/equip) |  | #N/A | Solar.Label
|  |  | Daily Power Use: | 31.7 | KWh | KWh you will use per day | [17 empty] | 6 | Battery.Row (from calcs/equip) |  |  | #N/A | Solar.KWh
|  |  | Inverter Output: | 12 | KW | KW in output, eg 4KW | [17 empty] | FALSE | Enter your own loads |  |  | 31.7
|  |  | Solar Array Summer Output: | 22.4787 | KWH | Solar array total output, KWh | [17 empty] | TRUE | Loads from Calcs Sheet |  |  | Load.Label
|  |  | Usable Battery Capacity: | 14.4 | KWh | Size of battery, KWh | [21 empty] | Pwr-Use.KWh
| Days: | 0.5 nom. | Autonomy: | 1.3 | Days Max | Days of battery, with no solar
|  |  | Generator Use Profile: | Frequent | Use | Size of generator, KVA
Provisionally ACCEPTED
Power!
[25 empty] | C - Decrease power use |  | OK
|  |  |  | 500 | W Solar Panel size |  |  |  |  | Dec: 56.22%; Ave: 43.78% |  | B - Increase Solar |  | Solar!
|  |  |  | AGM | Battery Type/chemistry | [19 empty] | H - Increase Battery Size |  | Battery!
[10 empty] | Dec: Day; Ave: Night |  |  |  | Battery Sz
Battery!
Notes
A | Cities: Northern cities have higher solar generation than Southern cities | [8 empty] | Apr: System Specification
B | Solar: Solar Array Size should be large enough to provide Solar output greater than daily power use
C | Daily Power: use should be lower than winter Solar Array output | [8 empty] | Feb: 12; Mar: KW+ Inverter; May: 3; Jun: Victron MultiplusII 48/5000/70 x 3
D | Flexibility: in daily power use, will allow you to use a smaller Battery Bank, and/or less Generator use | [8 empty] | Jan: Array1; Feb: 8.12; Mar: KW Max. Solar; May: 1; Jun: SmartSolar MPPT 450/100 Tr
E | People: Increasing the people in the household usually increases power use | [8 empty] | Jan: Array2; Feb: 7500; Mar: KW Max. Solar; May: 1; Jun: Fronius Primo 5KW Inverter
F | Inverter Power: should be greater than largest appliance power rating | [8 empty] | Feb: 14.4; Mar: KWh Battery; May: 12; Jun: Victron AGM Supercycle 100Ah
G | Generator Use: <1.5days Batt.storage = Frequent; 1.5-2.5=Occasional; 2.5> = Rare Use | [8 empty] | Jan: Array1; Feb: 4; Mar: KW Solar Array; May: 8; Jun: Trina 500W Solar Panels
H | Battery Capacity: should cover 3 days power use, or generator will be used more | [8 empty] | Jan: Array2; Feb: 3; Mar: KW Solar Array; May: 6; Jun: Trina 500W Solar Panels
| Systems are 48V Battery banks, although same for 24V systems | [8 empty] | Feb: 7; Mar: KW Array, total; May: 1; Jun: E30 Energy Controller/Dashboard
Tips | [9 empty] | May: 1; Jun: Battery monitor BMV 702 - Bluetooth Victron
https://www.yourhome.gov.au/passive-design | [9 empty] | May: 1; Jun: Control Victron Temperature sensor for BMV-702/712
Add your own solar data, Calcs Worksheet, for your location: http://www.bom.gov.au/climate/data/ | [9 empty] | May: 1; Jun: DC Bus Enclosure
[15 empty] | 1 | Solar isolator, cables, joiners
|  |  | ecoCool Pty LTd | [6 empty] | May: 1; Jun: Battery Cables, Lugs, Fuses
www.ecocool.com.au
Calculation Sheet Rev 3.32 |  |  | 07 5525 5964
info@ecocool.com.au
Burleigh Heads Qld 4220
Nom.Power Limit
Peak Power Limt
Max.Daily Peak

## Equipment
| Solar_Controllers | Brand | Pmax Output | Pwr @ 24V | Pwr @ 36V | Pwr @ 48V | Voc max | Voc min | Vmpp min | System Voltage |  |  |  | PV Imax | Ibat max | Efficiency@12 | Efficiency@24 | Efficiency@36 | Efficiency@48
1 | Blue-/ SmartSolar MPPT 75/10 | Victron | 135 | 270 | 0 | 0 | 75 | 5 | 1 | 12 | 24 | N.A. | N.A. | 13 | 10 | 0.98 | 0.98 | 0 | 0
2 | Blue-/ SmartSolar MPPT 75/15 | Victron | 200 | 400 | 0 | 0 | 75 | 5 | 1 | 12 | 24 | N.A. | N.A. | 15 | 15 | 0.98 | 0.98 | 0 | 0
3 | Blue-/ SmartSolar MPPT 100/15 | Victron | 200 | 400 | 0 | 0 | 100 | 5 | 1 | 12 | 24 | N.A. | N.A. | 15 | 15 | 0.98 | 0.98 | 0 | 0
4 | Smart Solar MPPT 100/20 | Victron | 560 | 580 | 0 | 0 | 100 | 5 | 1 | 12 | 24 | N.A. | N.A. | 20 | 20 | 0.98 | 0.98 | 0 | 0
5 | Smart Solar MPPT 100/20 48V | Victron | 1180 | 0 | 0 | 1160 | 100 | 5 | 1 | N.A. | N.A. | N.A. | 48 | 20 | 20 | 0 | 0 | 0 | 0.98
6 | Blue-/ SmartSolar MPPT 100/30 | Victron | 440 | 880 | 0 | 0 | 100 | 5 | 1 | 12 | 24 | N.A. | N.A. | 30 | 30 | 0.98 | 0.98 | 0 | 0
7 | Blue-/ SmartSolar MPPT 100/50 | Victron | 700 | 1400 | 0 | 0 | 100 | 5 | 1 | 12 | 24 | N.A. | N.A. | 50 | 50 | 0.98 | 0.98 | 0 | 0
8 | Blue-/ SmartSolar MPPT 150/35 | Victron | 2000 | 1000 | 1500 | 2000 | 150 | 5 | 1 | 12 | 24 | 36 | 48 | 40 | 35 | 0.98 | 0.98 | 0.98 | 0.98
9 | Blue-/ SmartSolar MPPT 150/45 Tr/MC4 | Victron | 2600 | 1300 |  | 2600 | 150 | 5 | 1 | 12 | 24 | 36 | 48 | 2600 | 45 | 0.98 | 0.98 | 0.98 | 0.98
10 | Blue-/ SmartSolar MPPT 150/60 Tr/MC4 | Victron | 3400 | 1720 |  | 3440 | 150 | 5 | 1 | 12 | 24 | 36 | 48 | 50 | 60 | 0.98 | 0.98 | 0.98 | 0.98
11 | Blue-/ SmartSolar MPPT 150/70 Tr/Tr VE.Can/MC4 | Victron | 4000 | 2000 |  | 4000 | 150 | 5 | 1 | 12 | 24 | 36 | 48 | 50 | 70 | 0.98 | 0.98 | 0.98 | 0.98
12 | SmartSolar MPPT 150/85 Tr/MC4 | Victron | 4900 | 2400 |  | 4900 | 150 | 5 | 1 | 12 | 24 | 36 | 48 | 70 | 85 | 0.98 | 0.98 | 0.98 | 0.98
13 | SmartSolar MPPT 150/100 Tr/Tr VE.Can/MC4 | Victron | 5800 | 2900 |  | 5800 | 150 | 5 | 1 | 12 | 24 | 36 | 48 | 70 | 100 | 0.98 | 0.98 | 0.98 | 0.98
14 | SmartSolar MPPT 250/60 Tr/MC4 | Victron | 3400 | 1720 |  | 3440 | 250 | 5 | 1 | 12 | 24 | 36 | 48 | 35 | 60 | 0.99 | 0.99 | 0.99 | 0.99
15 | SmartSolar MPPT 250/70 Tr/Tr VE.Can/MC4 | Victron | 4000 | 2000 |  | 4000 | 250 | 5 | 1 | 12 | 24 | 36 | 48 | 35 | 70 | 0.99 | 0.99 | 0.99 | 0.99
16 | SmartSolar MPPT 250/85 Tr/MC4 | Victron | 4900 | 2400 |  | 4900 | 250 | 5 | 1 | 12 | 24 | 36 | 48 | 70 | 85 | 0.99 | 0.99 | 0.99 | 0.99
17 | SmartSolar MPPT 250/100 Tr/Tr VE.Can/MC4 | Victron | 1450 | 2900 |  | 5800 | 250 | 5 | 1 | 12 | 24 | 36 | 48 | 70 | 100 | 0.99 | 0.99 | 0.99 | 0.99
18 | Fronius Primo 5KW Inverter | Fronius | 5000 |  |  | 6600 | 600 | [6 empty] | 7500
19 | Fronius Primo 6KW Inverter | Fronius | 6000 |  |  | 6600 | 600
20 | SmartSolar MPPT 450/200 Tr | Victron | 5800 | 2900 |  | 11600 | 450 | 5 | 1 | 12 | 24 | 36 | 48 | 70 | 100 | 0.96 | 0.96 | 0.96 | 0.96
21 | SmartSolar MPPT 450/100 Tr | Victron | 11600 |  |  | 5800 | 450 | 5 | 1 |  |  |  | 48 | 8120 | 100 | 0.96 | 0.96 | 0.96 | 0.96
22 | Fronius Symo 5KW Inverter | Fronius | 5000 |  |  | 5000 | 600 | [6 empty] | 10000 |  | 0.98 | 0.98 | 0.98 | 0.98
23 | Fronius Symo 12.5KW Inverter | Fronius | 12500 |  |  |  |  | 200 | 800 |  |  |  |  | 27,0/16.5A |  | 0.98
24 | Fronius Symo 15KW Inverter | Fronius | 15000 |  |  |  |  | 200 | 800 |  |  |  |  | 33/27A
25
25
| Inverter_Chargers | Brand | Voltage | Power KVA | Power KW | Pmax KW | Chrg A | Max Inp A | Effic. % | Z.Load.W | AES W | Search W | Rem On | Grid Rdy | Length | Width.mm | Depth | Wt kg | Qty
2.4 | MultiplusII 48/3000/35 | Victron | 48 | 3000 | 2.4 | 5.5 | 35 | 32 | 0.95 | 11 | 7 | 2 | Yes | Yes | 499 | 268 | 141 | 18 | 1
4 | MultiplusII 48/5000/70 | Victron | 48 | 5000 | 4 | 9 | 35 | 50 | 0.96 | 18 | 12 | 2 | Yes | Yes | 560 | 320 | 141 | 29 | 1
4.8 | MultiplusII 48/3000/35 x 2 | Victron | 48 | 6000 | 4.8 | 11 | 70 | 64 | 0.95 | 22 | 14 | 4 | Yes | Yes | 499 | 636 | 141 | 36 | 2
6.4 | MultiplusII 48/8000/100 | Victron | 48 | 8000 | 6.4 | 15 | 110 | 100 | 0.96 | 29 | 19 | 3 | Yes | No | 642 | 363 | 260 | 49 | 1
8 | MultiplusII 48/10000/100 | Victron | 48 | 10000 | 8 | 18 | 140 | 100 | 0.96 | 38 | 27 | 4 | Yes | Yes | 677 | 363 | 206 | 49 | 1
7.5 | Selectronic SP Pro 7.5KW | Selectronic | 48 | 7500 | 7.5 | 18 | 156 | 32.6 | 0.96 | 6 |  |  |  | Yes | 690 | 375 | 220 | 42 | 1
7.2 | MultiplusII 48/3000/35 x 3 | Victron | 48 | 9000 | 7.2 | 11 | 70 | 64 | 0.95 | 22 | 14 | 4 | Yes | Yes | 499 | 636 | 141 | 36 | 3
12 | MultiplusII 48/5000/70 x 3 | Victron | 48 | 15000 | 12 | 27 | 210 | 150 | 0.96 | 36 | 24 | 4 | Yes | Yes | 560 | 740 | 141 | 87 | 3
6.4 | Quattro 48/8000/100 | Victron | 48 | 8000 | 6.4 | 16 | 110 | 100 | 0.96 | 29 | 19 | 3 | Yes | No | 642 | 363 | 260 | 49 | 1
12 | Quattro 48/15000/110 | Victron | 48 | 15000 | 12 | 25 | 200 | 100 | 0.96 | 110 | 75 | 20 | Yes | No | 560 | 320 | 141 | 72 | 1
6 | Sunny Island 8.0H | SMA | 48 | 8000 | 6 | 11.5 | 140 | 100 | 0.96 | 29 |  |  | Yes | Yes | 612 | 467 | 242 | 63 | 1
| Battery_Modules | Voltage | Ah C20 | Ah C5 | Ah C10 | Terminals | Cycles @30% | Cycles @50% | Cycles @100% | Length | Width.mm | Height | Wgt kg | Max DOD | Max V | Nom C | Max C | Fault A | Chemistry
1 | Victron AGM Supercycle 60Ah | 12 | 60 | 52 | 56 | M5 | 1200 | 850 | 300 | 336 | 172 | 280 | 45 | 100% | 14.6 | 0.2 | 0.5 | 1785 | AGM
2 | Victron AGM Supercycle 100Ah | 12 | 100 | 82 | 90 | M8 | 1200 | 850 | 300 | 336 | 172 | 280 | 45 | 100% | 14.6 | 0.2 | 0.5 | 2815 | AGM
3 | Victron Lead Carbon 160Ah | 12 | 160 | 150 | 114 | M8 | 1200 | 850 | 300 | 336 | 172 | 280 | 45 | 100% | 14.6 | 0.2 | 0.5 | 5145 | Carbon.AGM
4 | Victron AGM Supercycle 170Ah | 12 | 170 | 145 | 153 | M8 | 1200 | 850 | 300 | 336 | 172 | 280 | 45 | 100% | 14.6 | 0.2 | 0.5 | 4975 | AGM
5 | Victron AGM Supercycle 230Ah | 12 | 230 | 200 | 210 | M8 | 1200 | 850 | 300 | 336 | 172 | 280 | 45 | 100% | 14.6 | 0.2 | 0.5 | 6860 | AGM
6 | GNB 676Ah Gel | 2 | 624 | 524 | 543 | M10 | 4000 | 3200 | 2500 | 336 | 172 | 280 | 60 | 100% | 2.4 | 0.2 | 0.4 | 4050 | Gel
7 | Vaulta | 51 | 100 | 100 | 100 | M8 | 1000 | 6000 | 6000 | 570 | 420 | 132 | 38 | 100% | 58 | 0.5 | 1 | 200 | Lithium
8 | Fiamm Tubular Gel 860Ah | 2 | 820 | 650 | 750 | M10 | 3200 | 2500 | 1500 | 206 | 145 | 698 | 49 | 100% | 2.4 | 0.2 | 0.4 | 6200 | Gel
9 | Powerhouse Lead-Carbon 120Ah | 12 | 120 | 95 | 90 | M6 | 1800 | 1500 | 1300 | 306 | 168 | 211 | 28 | 100% | 14.4 | 0.2 | 0.3 | 4200 | Carbon.AGM
10 | Powerhouse Lead-Carbon 200Ah | 12 | 218 | 184 | 200 | M8 | 1800 | 1500 | 1300 | 522 | 240 | 219 | 61 | 100% | 14.4 | 0.2 | 0.3 | 7000 | Carbon.AGM
11 | GenZ 3KWh Lithium Module | 52 | 57.8 |  |  | Anderson | 10000 | 10000 | 2500 | 570 | 420 | 88 | 35 | 100% | 58 | 0.5 | 1 | 200 | Carbon.AGM
12 | Powerplus eco 4.0KWh Lithium | 51.2 | 78 | 78 | 78 | Surlok |  | 10000 | 2700 | 635 | 434 | 88 | 41 | 80% | 56 | 0.5 | 0.80769 | 200 | Lithium
13 | Powerplus LiFe 3.3KWh Lithium | 51.2 | 64 | 64 | 64 | Surlok |  | 10000 | 2700 | 635 | 434 | 88 | 41 | 80% | 56 | 0.93 | 1.07 | 200 | Lithium
14 | GNB 1200Ah Gel | 2 | 958 | 795 | 895 | M10 | 4000 | 2600 | 1200 | 210 | 191 | 657 | 66.5 | 100% | 2.4 | 0.2 | 0.4 | 4550 | Gel
15 | Fusion 2V AGM 700Ah | 2 | 636 | 517 | 600 | M8 | 4000 | 2500 | 900 | 191 | 210 | 681 | 60 | 95% | 2.4 | 0.2 | 0.4 | 4300 | Gel
16 | BYD 5.0 Flex | 48 | 100 | 100 | 100 | M8 | 10000 | 3500 | 2000 | 442 | 450 | 132 | 32 | 98% | 54 | 0.5 | 1 | 2500 | Lithium
# | Solar_Panels | Manuf'r | Part# | Power W | Vmpp V | Impp A | Voc V | Isc A | Effic. % | Fuse A | Pwr +/-.W | V temp coeff | Pmax temp coeff | Type | Type2 | Length | Width.mm | Thickness | Wgt kg
1 | Trina 415W Mono PERC | Trina | TSM-DE09R.08 | 415 | 41.7 | 9.94 | 50 | 10.55 | 20.8 | 20 | 5 | -0.25 | -0.34 | Mono | PERC | 1762 | 1134 | 30 | 21.8
2 | Trina 500W | Trina | TSM-DE18M(II) | 500 | 42.8 V | 11.69 | 51.7 | 12.28 | 15.67 | 15 | 5 | -0.26 | -0.36 | Mono | PERC | 2176 | 1098 | 35 | 26.3
3 | Trina 500W | Trina | TSM-DE18M(II) | 500 | 42.8 V | 11.69 | 51.7 | 12.28 | 15.67 | 15 | 5 | -0.26 | -0.36 | Mono | PERC | 2176 | 1098 | 35 | 26.3
4 | Trina 500W | Trina | TSM-DE18M(II) | 500 | 42.8 V | 11.69 | 51.7 | 12.28 | 15.67 | 15 | 5 | -0.26 | -0.36 | Mono | PERC | 2176 | 1098 | 35 | 26.3
5 | Trina 500W | Trina | TSM-DE18M(II) | 500 | 42.8 V | 11.69 | 51.7 | 12.28 | 15.67 | 15 | 5 | -0.26 | -0.36 | Mono | PERC | 2176 | 1098 | 35 | 26.3
6 | Trina 500W | Trina | TSM-DE18M(II) | 500 | 42.8 V | 11.69 | 51.7 | 12.28 | 15.67 | 15 | 5 | -0.26 | -0.36 | Mono | PERC | 2176 | 1098 | 35 | 26.3
7 | Trina 500W | Trina | TSM-DE18M(II) | 500 | 42.8 V | 11.69 | 51.7 | 12.28 | 15.67 | 15 | 5 | -0.26 | -0.36 | Mono | PERC | 2176 | 1098 | 35 | 26.3
8 | Trina 415W Mono PERC | Trina | TSM-DE09.08R | 415 | 41.7 | 9.94 | 50 | 10.55 | 20.8 | 20 | 5 | -0.25 | -0.34 | Mono | PERC | 1762 | 1134 | 30 | 22
9 | Trina 430W Mono PERC | Trina | TSM-DE09.08 | 430 | 43.2 | 9.96 | 51.4 | 10.59 | 21.5 | 20 | 5 | -0.24 | -0.3 | Mono | PERC | 1754 | 1096 | 30 | 21
10 | Trina 510W Mono PERC | Trina | TSM-510-DE18M | 510 | 43.2 | 11.81 | 52.1 | 12.42 | 21.2 | 20 | 5 | -0.25 | -0.34 | Mono | PERC | 2187 | 1060 | 35 | 26.5
11 | Seraphim 400W Mono PERC | Seraphim | sRP-400-BMA-HV | 400 | 41.6 | 9.62 | 49.1 | 10.1 | 19.81 | 20 | 5 | -0.28 | -0.3 | Mono | PERC | 2015 | 1002 | 40 | 23
12 | Seraphim 3300W Mono PERC | Seraphim | sRP-400-BMA-HV | 330 | 34.4 | 9.6 | 40.8 | 10.11 | 19.49 | 20 | 5 | -0.28 | -0.3 | Mono | PERC | 1690 | 1002 | 35 | 19
13 | Longi 555W Mono PERC | Longi | P3-410-COM-1500 | 555 | 44.5 | 9.21 | 49.5 | 13 | 19.9 | 18 | 5 | -0.29 | -0.3 | Mono | PERC | 2066 | 998 | 40 | 22.3
14 | Longi 440W Mono PERC | Longi | P3-410-COM-1500 | 440 | 44.5 | 9.21 | 39.5 | 9.89 | 19.9 | 18 | 5 | -0.29 | -0.3 | Mono | PERC | 2066 | 998 | 40 | 22.3

## Store-Products
KEY | Products |  |  |  |  | Manuf.PartNo. | Price |  |  | Logistics |  | Product Dims |  |  | Shipping methods |  |  | Product listing | Shipping Dims | [7 empty] | From supplier sheet/wbook
*SKU | Category ⌂ | Store-Category | Sub-Category | Brand | Description [ nomenclature…] | MPN | Special incl. | Sell incl. | Sell Ex GST | StockQty | Wt (kg) | L (cm) | W (cm) | H (cm) | Shipping1 | Shipping2 | Supplier1 | HTML | L (mm) | W (mm) | H (mm) | Warranty | Datasheet | UPC-GTIN-EAN | Supplier2 | Supplier3 | Buy Ex GST | Margin % | Markup.basis | Column1
B0034 | Solar Controllers | Offgrid.Equip | Solar Controllers | Plasmatronics | 10A 12V Solar Charge Controller (LA) | PR1210 |  | #REF! | #REF! | 0 | 0.3 | 10 | 5 | 3 |  |  | 4-Plasmatronics | [12 empty] | #VALUE!
B0035 | Solar Controllers | Offgrid.Equip | Solar Controllers | Plasmatronics | 10A 12V Solar Charge Controller (Gel) | PR1210L |  | #REF! | #REF! | 0 | 0.3 | 10 | 5 | 3 |  |  | 4-Plasmatronics | [12 empty] | #VALUE!
B0036 | Solar Controllers | Offgrid.Equip | Solar Controllers | Plasmatronics | PL40 40A Solar Charge Controller | PL40 |  | #REF! | #REF! | 0 | 0.56 | 14.8 | 13 | 5 |  |  | 4-Plasmatronics | [12 empty] | #VALUE!
B0038 | Batteries | Batteries | AGM | VICTRON | AGM Super Cycle Batt. (M5) 12V25Ah | BAT412025081 |  | #REF! | #REF! | 0 | 7 | 18.1 | 7.7 | 17.5 |  |  | 1-Victron | [12 empty] | #VALUE!
B0039 | Solar Controllers | Offgrid.Equip | Solar Controllers | Plasmatronics | PL20 20A Solar Charge Controller | PL20 |  | #REF! | #REF! | 0 | 0.345 | 14.8 | 13 | 5 |  |  | 4-Plasmatronics | [12 empty] | #VALUE!
B0041 | Inverters | Offgrid.Equip | Grid-Inverters | SMA | Sunny Boy 3.0kW Inverter | SB 3.0-1 |  | #REF! | #REF! | 0 | 16 | 48 | 44 | 19 |  |  | 2-Krannich | [12 empty] | #VALUE!
B0042 | Inverters | Offgrid.Equip | Grid-Inverters | SMA | Sunny Boy 4.0kW Inverter | SB 4.0-1 |  | #REF! | #REF! | 0 | 16 | 48 | 44 | 19 |  |  | 2-Krannich | [12 empty] | #VALUE!
B0043 | Solar Controllers | Offgrid.Equip | Solar Controllers | Victron | BlueSolar PWM Lite12/24V-20A | SCC010020020 |  | #REF! | #REF! | 0 | 0.16 | 14 | 7.5 | 4 |  |  | 1-Victron | [12 empty] | #VALUE!
B0044 | Solar Controllers | Offgrid.Equip | Solar Controllers | Victron | BlueSolar PWM Lite12/24V-10A | SCC010010000 |  | #REF! | #REF! | 0 | 0.16 | 14 | 7.5 | 4 |  |  | 1-Victron | [12 empty] | #VALUE!
B0045 | Solar Controllers | Offgrid.Equip | Solar Controllers | Victron | BlueSolar PWM Lite12/24V-5A | SCC010005000 |  | #REF! | #REF! | 0 | 0.16 | 14 | 7.5 | 4 |  |  | 1-Victron | [12 empty] | #VALUE!
B0046 | Solar Controllers | Offgrid.Equip | Solar Controllers | Victron | BlueSolar PWM Lite12/24V-30A | SCC010030020 |  | #REF! | #REF! | 0 | 0.16 | 14 | 7.5 | 4 |  |  | 1-Victron | [12 empty] | #VALUE!
B0047 | Solar Panels | Solar.Panels | Solar Modules | Victron | 20W Poly Solar Panel 12V | SPP040201200 |  | #REF! | #REF! | 0 | 2.2 | 48 | 35 | 2.5 |  |  | 1-Victron | [12 empty] | #VALUE!
B0054 | Control | Monitoring | Control | Plasmatronics | DSA Dingo External Shunt Adapator & Cable | DSA |  | #REF! | #REF! | 0 | 0.25 | 8 | 3.5 | 3 |  |  | 4-Plasmatronics | [12 empty] | #VALUE!
B0055 | Control | Monitoring | Control | Plasmatronics | DUSB Dingo USB to PC interface & cable | DUSB |  | #REF! | #REF! | 0 | 0.25 | 8 | 3.5 | 3 |  |  | 4-Plasmatronics | [12 empty] | #VALUE!
B0056 | Control | Monitoring | Control | Plasmatronics | DRC Dingo remote control Monitor & cable | DRC |  | #REF! | #REF! | 0 | 0.1 | 12 | 3 | 2 |  |  | 4-Plasmatronics | [12 empty] | #VALUE!
B0057 | Inverters | Offgrid.Equip | DC-Inverters | Victron | Phoenix 12/1200 VE.Direct AU/NZ | PIN122121300 |  | #REF! | #REF! | 0 | 7.4 | 33 | 23 | 12 |  |  | 1-Victron | [12 empty] | #VALUE!
B0058 | Control | Monitoring | Control | Plasmatronics | DCAB Dingo 3m accessories cable | DCAB |  | #REF! | #REF! | 0 | 0.1 | 12 | 3 | 2 |  |  | 4-Plasmatronics | [12 empty] | #VALUE!
B0060 | Solar Controllers | Offgrid.Equip | Solar Controllers | Victron | BlueSolar MPPT 100/50 | SCC020050200 |  | #REF! | #REF! | 0 | 1.3 | 19 | 13.5 | 7 |  |  | 1-Victron | [12 empty] | #VALUE!
B0071 | Inverters | Offgrid.Equip | DC-Inverters | Victron | Phoenix 12/250 VE.Direct Inverter | PIN121251300 |  | #REF! | #REF! | 0 | 2.4 | 26 | 17 | 9 |  |  | 1-Victron | [12 empty] | #VALUE!
B0072 | Inverters | Offgrid.Equip | DC-Inverters | Victron | Phoenix 12/375 VE.Direct Inverter | PIN123750300 |  | #REF! | #REF! | 0 | 3 | 26 | 17 | 9 |  |  | 1-Victron | [12 empty] | #VALUE!
B0095 | Fuses | Offgrid.Equip | DC switchgear | Noark | MCB 20A 360V DC 2 Pole | N84451 |  | #REF! | #REF! | 0 | 0.25 | 9 | 7.5 | 3.5 |  |  | 3-Tradezone | [12 empty] | #VALUE!
B0101 | Solar Controllers | Offgrid.Equip | Solar Controllers | Victron | BlueSolar MPPT 75/15 Solar Controller | SCC010015050R |  | #REF! | #REF! | 0 | 0.5 | 11.3 | 10 | 4 |  |  | 1-Victron | [12 empty] | #VALUE!
B0110 | Solar Controllers | Offgrid.Equip | Solar Controllers | Plasmatronics | Dingo D2020N 20A Solar Charge Controller | D2020N |  | #REF! | #REF! | 0 | 0.482 | 15.7 | 12.4 | 5.2 |  |  | 4-Plasmatronics | [12 empty] | #VALUE!
B0111 | Solar Controllers | Offgrid.Equip | Solar Controllers | Plasmatronics | Dingo D4040P 40A Solar Charge Controller | D4040P |  | #REF! | #REF! | 0 | 1.01 | 18.8 | 17.5 | 5.7 |  |  | 4-Plasmatronics | [12 empty] | #VALUE!
B0115 | Solar Controllers | Offgrid.Equip | Solar Controllers | Plasmatronics | 10A 24V Solar Charge Controller (LA) | PR2410 |  | #REF! | #REF! | 0 | 0.3 | 10 | 5 | 3 |  |  | 4-Plasmatronics | [12 empty] | #VALUE!
B0116 | Solar Controllers | Offgrid.Equip | Solar Controllers | Plasmatronics | 10A 24V Solar Charge Controller (Gel) | PR2410L |  | #REF! | #REF! | 0 | 0.3 | 10 | 5 | 3 |  |  | 4-Plasmatronics | [12 empty] | #VALUE!
B0117 | Control | Monitoring | Sensors | Plasmatronics | SH200 Current shunt 75mV/200A | SH200 |  | #REF! | #REF! | 0 | 0.6 | 10 | 3 | 3.5 |  |  | 4-Plasmatronics | [12 empty] | #VALUE!
B0118 | Control | Monitoring | Control | Plasmatronics | PLS2 External shunt adaptor (shielded data cable W/X/Y/Z-S NOT included). | PLS2 |  | #REF! | #REF! | 0 | 0.25 | 8 | 3.5 | 3 |  |  | 4-Plasmatronics | [12 empty] | #VALUE!
B0119 | Control | Monitoring | Displays | Plasmatronics | PLM Remote Monitor | PLM |  | #REF! | #REF! | 0 | 0.25 | 13 | 7 | 2 |  |  | 4-Plasmatronics | [12 empty] | #VALUE!
B0120 | Control | Monitoring | Control | Plasmatronics | WYS Shielded Cable 3m | WYS |  | #REF! | #REF! | 0 | 0.1 | 12 | 3 | 2 |  |  | 4-Plasmatronics | [12 empty] | #VALUE!
B0121 | Control | Monitoring | Control | Plasmatronics | WXS Shielded Cable 3m | WXS |  | #REF! | #REF! | 0 | 0.1 | 12 | 3 | 2 |  |  | 4-Plasmatronics | [12 empty] | #VALUE!
B0122 | Control | Monitoring | Control | Plasmatronics | WZS Shielded Cable 3m | WZS |  | #REF! | #REF! | 0 | 0.1 | 12 | 3 | 2 |  |  | 4-Plasmatronics | [12 empty] | #VALUE!
B0126 | Solar Controllers | Offgrid.Equip | Solar Controllers | Plasmatronics | PL80 80A Solar Charge Controller | PL80e |  | #REF! | #REF! | 0 | 1.4 | 24 | 20 | 6.7 |  |  | 4-Plasmatronics | [12 empty] | #VALUE!
B0134 | Control | Monitoring | Control | Plasmatronics | DNET for Dingo | DNET |  | #REF! | #REF! | 0 | 0.2 | 9 | 3 | 3 |  |  | 4-Plasmatronics | [12 empty] | #VALUE!
B0135 | Control | Monitoring | Control | Plasmatronics | PLI RS232 Serial interface | PLI |  | #REF! | #REF! | 0 | 0.1 | 8 | 3.5 | 3 |  |  | 4-Plasmatronics | [12 empty] | #VALUE!
B0199 | Inverter-Chargers | Offgrid.Equip | Inverter-Chargers | Victron | EasySolar 24/3000/70-50 | PMP243027010 |  | #REF! | #REF! | 0 | 28 | 81 | 26 | 22 |  |  | 1-Victron | [12 empty] | #VALUE!
B0206 | Inverters | Offgrid.Equip | Grid-Inverters | SMA | Sunny Boy 5.0kW Inverter | SB 5.0-1 |  | #REF! | #REF! | 0 | 16 | 48 | 44 | 19 |  |  | 2-Krannich | [12 empty] | #VALUE!
B0207 | Inverters | Offgrid.Equip | Grid-Inverters | SMA | Sunny Boy 1.5kW Inverter | SB 1.5-1VL-40 |  | #REF! | #REF! | 0 | 9.2 | 46 | 36 | 13 |  |  | 2-Krannich | [12 empty] | #VALUE!
B0208 | Inverters | Offgrid.Equip | Grid-Inverters | SMA | Sunny Boy 2.5kW Inverter | SB 2.5-1VL-40 |  | #REF! | #REF! | 0 | 9.2 | 46 | 36 | 13 |  |  | 2-Krannich | [12 empty] | #VALUE!
B0212 | Control | Monitoring | Meters | SMA | SMA Energy Meter | EMETER-20 |  | #REF! | #REF! | 0 | 0.3 | 8 | 7 | 7 |  |  | 2-Krannich | [12 empty] | #VALUE!
B0215 | Solar Controllers | Offgrid.Equip | Solar Controllers | Victron | SmartSolar MPPT 150/85-TR VE.Can | SCC115085410 |  | #REF! | #REF! | 0 | 4.5 | 30 | 22 | 10.5 |  |  | 1-Victron | [12 empty] | #VALUE!
B0216 | Solar Controllers | Offgrid.Equip | Solar Controllers | Victron | SmartSolar MPPT 150/100 TR | SCC115110211 |  | #REF! | #REF! | 0 | 4.5 | 30 | 22 | 10.5 |  |  | 1-Victron | [12 empty] | #VALUE!
B0217 | Control | Monitoring | Control | Victron | VE.Direct Bluetooth LE Dongle | ASS030536011 |  | #REF! | #REF! | 0 | 0.2 | 10 | 9 | 3 |  |  | 1-Victron | [12 empty] | #VALUE!
B0220 | Solar Controllers | Monitoring | Displays | Victron | SmartSolar LCD plugable screen | SCC900650010 |  | #REF! | #REF! | 0 | 0.1 | 10 | 6 | 3 |  |  | 1-Victron | [12 empty] | #VALUE!
B0221 | Inverters | Offgrid.Equip | DC-Inverters | Victron | Phoenix 24/1200 VE.Direct Inverter | PIN242121300 |  | #REF! | #REF! | 0 | 7.4 | 33 | 23 | 12 |  |  | 1-Victron | [12 empty] | #VALUE!
B0222 | Inverters | Offgrid.Equip | DC-Inverters | Victron | Phoenix 12/500 VE.Direct Inverter | PIN125010300 |  | #REF! | #REF! | 0 | 3.9 | 29 | 18 | 9 |  |  | 1-Victron | [12 empty] | #VALUE!
B0223 | Control | Monitoring | Telemetry | Victron | LoRaWan Tranceiver Module | ASS030542010 |  | #REF! | #REF! | 0 | 0.24 | 15 | 10 | 4 |  |  | 1-Victron | [12 empty] | #VALUE!
B0224 | Solar Controllers | Offgrid.Equip | Solar Controllers | Victron | BlueSolar MPPT 100/30A | SCC020030200 |  | #REF! | #REF! | 0 | 1.3 | 18.6 | 13 | 7 |  |  | 1-Victron | [12 empty] | #VALUE!
B0226 | Control | Monitoring | Control | Plasmatronics | WYS, WXS, WZS Cable Double Adaptor | PLDA |  | #REF! | #REF! | 0 | 0.1 | 3 | 3 | 3 |  |  | 4-Plasmatronics | [12 empty] | #VALUE!
B0227 | Inverter-Chargers | Offgrid.Equip | Inverter-Chargers | SMA | Sunny Island 6.0H | SI 6.0H |  | #REF! | #REF! | 0 | 63 | 62 | 47 | 25 |  |  | 7-Baywa | [12 empty] | #VALUE!
B0228 | Inverter-Chargers | Offgrid.Equip | Inverter-Chargers | SMA | Sunny Island 8.0H | SI 8.0H |  | #REF! | #REF! | 0 | 63 | 62 | 47 | 25 |  |  | 7-Baywa | [12 empty] | #VALUE!
B0231 | Batteries | Batteries | AGM | VICTRON | AGM Super Cycle Batt. (M5) 12V60Ah | BAT412060081 |  | #REF! | #REF! | 0 | 15 | 22.4 | 13.5 | 17.8 |  |  | 1-Victron | [12 empty] | #VALUE!
B0234 | Inverters | Offgrid.Equip | DC-Inverters | Victron | Phoenix 24/375 VE.Direct IEC Socket | PIN243750300 |  | #REF! | #REF! | 0 | 3 | 26 | 17 | 9 |  |  | 1-Victron | [12 empty] | #VALUE!
B0238 | Control | Monitoring | Control | Victron | Color Control GX Controller | BPP010300100R |  | #REF! | #REF! | 0 | 0.83 | 14 | 12 | 4 |  |  | 1-Victron | [12 empty] | #VALUE!
B0239 | Inverter-Chargers | Offgrid.Equip | Inverter-Chargers | Victron | MultiPlus 48/3000/35-50 | PMP483021010 |  | #REF! | #REF! | 0 | 18 | 36.2 | 25.8 | 21.8 |  |  | 1-Victron | [12 empty] | #VALUE!
B0240 | Inverter-Chargers | Offgrid.Equip | Inverter-Chargers | Victron | MultiPlus-II 48/3000/35-32 | PMP482305010 |  | #REF! | #REF! | 0 | 18 | 49.9 | 26.8 | 14.1 |  |  | 1-Victron | [12 empty] | #VALUE!
B0241 | Control | Monitoring | Control | Victron | Venus GX Controller | BPP900400100 |  | #REF! | #REF! | 0 | 0.45 | 15 | 10 | 5 |  |  | 1-Victron | [12 empty] | #VALUE!
B0242 | Inverter-Chargers | Offgrid.Equip | Inverter-Chargers | Victron | MultiPlus 48/800/9-16 | PMP481800000 |  | #REF! | #REF! | 0 | 8.2 | 40.6 | 25 | 10 |  |  | 1-Victron | [12 empty] | #VALUE!
B0243 | Inverter-Chargers | Offgrid.Equip | Inverter-Chargers | Victron | MultiPlus 48/1200/13-16 | PMP482120000 |  | #REF! | #REF! | 0 | 8.2 | 40.6 | 25 | 10 |  |  | 1-Victron | [12 empty] | #VALUE!
B0245 | Victron Accessories | Monitoring | Meters | Victron | Energy meter ET112 - 1 phase - max 100A | REL300100000 |  | #REF! | #REF! | 0 | 0 | 0 | 0 | 0 |  |  | 1-Victron | [12 empty] | #VALUE!
B0246 | Inverters | Offgrid.Equip | DC-Inverters | Victron | Phoenix 24/375 VE.Direct AU Socket | PIN243750300 |  | #REF! | #REF! | 0 | 3 | 26 | 17 | 9 |  |  | 1-Victron | [12 empty] | #VALUE!
B0251 | Control | Monitoring | Control-centres | SMA | Sunny Home Manager 2.0 | HM-20 |  | #REF! | #REF! | 0 | 0.3 | 8.8 | 7 | 6.5 |  |  | 7-Baywa | [12 empty] | #VALUE!
B0252 | Solar Controllers | Offgrid.Equip | Solar Controllers | Victron | SmartSolar MPPT 150/35 | SCC115035210 |  | #REF! | #REF! | 0 | 1.3 | 18.6 | 13 | 7 |  |  | 1-Victron | [12 empty] | #VALUE!
B0253 | Solar Controllers | Offgrid-Equip | Solar Controllers | Victron | SmartSolar MPPT 150/60 TR | SCC115060210 |  | #REF! | #REF! | 0 | 3 | 25 | 20 | 9.5 |  |  | 1-Victron | [12 empty] | #VALUE!
B0259 | Chargers | Electrical | Meters | Victron | Battery Charger Blue Smart IP22 12/30(1) | BPC123047012 |  | #REF! | #REF! | 0 | 1.4 | 23.5 | 10.8 | 6.5 |  |  | 1-Victron | [12 empty] | #VALUE!
B0259 | Chargers | Monitoring | Victron-Accessories | Victron | Battery Charger Blue Smart IP22 12/30(1) | BPC123047012 |  | #REF! | #REF! | 0 | 1.4 | 23.5 | 10.8 | 6.5 |  |  | 1-Victron | [12 empty] | #VALUE!
B0260 | Inverters | Offgrid.Equip | Grid-Inverters | SMA | Sunny Boy 6.0kW Inverter | SB 6.0-1 |  | #REF! | #REF! | 0 | 17.5 | 48 | 44 | 19 |  |  | 2-Krannich | [12 empty] | #VALUE!
B0267 | Solar Controllers | Offgrid.Equip | Solar Controllers | Victron | BlueSolar MPPT 100/15 | SCC010015200R |  | #REF! | #REF! | 0 | 0.6 | 11.3 | 10 | 4 |  |  | 1-Victron | [12 empty] | #VALUE!
B0268 | Solar Controllers | Offgrid.Equip | Solar Controllers | Victron | BlueSolar MPPT 150/35 | SCC020035000 |  | #REF! | #REF! | 0 | 1.3 | 18.6 | 13 | 7 |  |  | 1-Victron | [12 empty] | #VALUE!
B0269 | Solar Controllers | Offgrid.Equip | Solar Controllers | Victron | BlueSolar MPPT 150/45-Tr | SCC010045200 |  | #REF! | #REF! | 0 | 3 | 18.5 | 20 | 9.5 |  |  | 1-Victron | [12 empty] | #VALUE!
B0270 | Solar Controllers | Offgrid.Equip | Solar Controllers | Victron | BlueSolar MPPT 150/45-MC4 | SCC010045300 |  | #REF! | #REF! | 0 | 3 | 21.5 | 20 | 9.5 |  |  | 1-Victron | [12 empty] | #VALUE!
B0271 | Solar Controllers | Offgrid.Equip | Solar Controllers | Victron | BlueSolar MPPT 150/60-Tr | SCC010060200 |  | #REF! | #REF! | 0 | 3 | 18.5 | 25 | 9.5 |  |  | 1-Victron | [12 empty] | #VALUE!
B0272 | Solar Controllers | Offgrid.Equip | Solar Controllers | Victron | BlueSolar MPPT 150/60-MC4 | SCC010060300 |  | #REF! | #REF! | 0 | 3 | 21.5 | 25 | 9.5 |  |  | 1-Victron | [12 empty] | #VALUE!
B0273 | Solar Controllers | Offgrid-Equip | Solar Controllers | Victron | BlueSolar MPPT 150/70-Tr | SCC010070200 |  | #REF! | #REF! | 0 | 3 | 18.5 | 25 | 9.5 |  |  | 1-Victron | [12 empty] | #VALUE!
B0274 | Solar Controllers | Offgrid.Equip | Solar Controllers | Victron | BlueSolar MPPT 150/70-MC4 | SCC010070300 |  | #REF! | #REF! | 0 | 3 | 21.5 | 25 | 9.5 |  |  | 1-Victron | [12 empty] | #VALUE!
B0275 | Solar Controllers | Offgrid.Equip | Solar Controllers | Victron | SmartSolar MPPT 75/10 | SCC075010060R |  | #REF! | #REF! | 0 | 0.5 | 11.3 | 10 | 4 |  |  | 1-Victron | [12 empty] | #VALUE!
B0276 | Solar Controllers | Offgrid.Equip | Solar Controllers | Victron | SmartSolar MPPT 75/15 | SCC075015060R |  | #REF! | #REF! | 0 | 0.5 | 11.3 | 10 | 4 |  |  | 1-Victron | [12 empty] | #VALUE!
B0277 | Solar Controllers | Offgrid.Equip | Solar Controllers | Victron | SmartSolar MPPT 100/15 | SCC110015060R |  | #REF! | #REF! | 0 | 0.6 | 11.3 | 10 | 5 |  |  | 1-Victron | [12 empty] | #VALUE!
B0278 | Solar Controllers | Offgrid.Equip | Solar Controllers | Victron | SmartSolar MPPT 100/20 | SCC110020060R |  | #REF! | #REF! | 0 | 0.7 | 11.3 | 10 | 5 |  |  | 1-Victron | [12 empty] | #VALUE!
B0279 | Solar Controllers | Offgrid.Equip | Solar Controllers | Victron | SmartSolar MPPT 100/30 | SCC110030210 |  | #REF! | #REF! | 0 | 1.3 | 18.6 | 13 | 7 |  |  | 1-Victron | [12 empty] | #VALUE!
B0280 | Solar Controllers | Offgrid.Equip | Solar Controllers | Victron | SmartSolar MPPT 100/50 | SCC110050210 |  | #REF! | #REF! | 0 | 1.3 | 18.6 | 13 | 7 |  |  | 1-Victron | [12 empty] | #VALUE!
B0281 | Solar Controllers | Offgrid.Equip | Solar Controllers | Victron | SmartSolar MPPT 150/45-Tr | SCC115045210 |  | #REF! | #REF! | 0 | 3 | 25 | 20 | 9.5 |  |  | 1-Victron | [12 empty] | #VALUE!
B0282 | Solar Controllers | Offgrid.Equip | Solar Controllers | Victron | SmartSolar MPPT 150/45-MC4 | SCC115045310 |  | #REF! | #REF! | 0 | 3 | 25 | 20 | 9.5 |  |  | 1-Victron | [12 empty] | #VALUE!
B0283 | Solar Controllers | Offgrid.Equip | Solar Controllers | Victron | SmartSolar MPPT 150/60-MC4 | SCC115060310 |  | #REF! | #REF! | 0 | 3 | 25 | 20 | 9.5 |  |  | 1-Victron | [12 empty] | #VALUE!
B0284 | Solar Controllers | Offgrid.Equip | Solar Controllers | Victron | SmartSolar MPPT 150/70-Tr | SCC115070210 |  | #REF! | #REF! | 0 | 3 | 25 | 20 | 9.5 |  |  | 1-Victron | [12 empty] | #VALUE!
B0285 | Solar Controllers | Offgrid.Equip | Solar Controllers | Victron | SmartSolar MPPT 150/70-MC4 VE.Can | SCC115070511 |  | #REF! | #REF! | 0 | 3 | 25 | 20 | 9.5 |  |  | 1-Victron | [12 empty] | #VALUE!
B0286 | Solar Controllers | Offgrid.Equip | Solar Controllers | Victron | SmartSolar MPPT 150/85-MC-4 | SCC115085311 |  | #REF! | #REF! | 0 | 4.5 | 29.5 | 21.6 | 10.3 |  |  | 1-Victron | [12 empty] | #VALUE!
B0287 | Solar Controllers | Offgrid.Equip | Solar Controllers | Victron | SmartSolar MPPT 150/100-MC-4 | SCC115110311 |  | #REF! | #REF! | 0 | 4.5 | 29.5 | 21.6 | 10.3 |  |  | 1-Victron | [12 empty] | #VALUE!
B0288 | Solar Controllers | Offgrid-Equip | Solar Controllers | Victron | SmartSolar MPPT 250/60-Tr | SCC125060221 |  | #REF! | #REF! | 0 | 3 | 25 | 20 | 9.5 |  |  | 1-Victron | [12 empty] | #VALUE!
B0289 | Solar Controllers | Offgrid.Equip | Solar Controllers | Victron | SmartSolar MPPT 250/60-MC4 | SCC125060320 |  | #REF! | #REF! | 0 | 3 | 25 | 20 | 9.5 |  |  | 1-Victron | [12 empty] | #VALUE!
B0290 | Solar Controllers | Offgrid-Equip | Solar Controllers | Victron | SmartSolar MPPT 250/70-Tr | SCC125070221 |  | #REF! | #REF! | 0 | 3 | 18.5 | 25 | 9.5 |  |  | 1-Victron | [12 empty] | #VALUE!
B0291 | Solar Controllers | Offgrid.Equip | Solar Controllers | Victron | SmartSolar MPPT 250/70-MC4 | SCC125070310 |  | #REF! | #REF! | 0 | 3 | 25 | 20 | 9.5 |  |  | 1-Victron | [12 empty] | #VALUE!
B0292 | Solar Controllers | Offgrid.Equip | Solar Controllers | Victron | SmartSolar MPPT 250/85-Tr | SCC125085210 |  | #REF! | #REF! | 0 | 4.5 | 29.5 | 21.5 | 10.3 |  |  | 1-Victron | [12 empty] | #VALUE!
B0293 | Solar Controllers | Offgrid.Equip | Solar Controllers | Victron | SmartSolar MPPT 250/85-MC4 | SCC125085310 |  | #REF! | #REF! | 0 | 4.5 | 29.5 | 21.6 | 10.3 |  |  | 1-Victron | [12 empty] | #VALUE!
B0298 | Cables | Electrical | Data.cables | Victron | RJ45 UTP Cable 3m | ASS030064980 |  | #REF! | #REF! | 0 | 0.15 | 10 | 10 | 1 |  |  | 1-Victron | [12 empty] | #VALUE!
B0300 | Solar Controllers | Offgrid.Equip | Solar Controllers | Victron | WireBox-L Tr (for Tr h=200mm) | SCC950300210 |  | #REF! | #REF! | 0 | 0.5 | 250 | 65 | 100 |  |  | 1-Victron | [12 empty] | #VALUE!
B0301 | Solar Controllers | Offgrid.Equip | Solar Controllers | Victron | WireBox-L MC4 (for MC4 h=200mm) | SCC950300300 |  | #REF! | #REF! | 0 | 0.5 | 250 | 65 | 100 |  |  | 1-Victron | [12 empty] | #VALUE!
B0302 | Solar Controllers | Offgrid.Equip | Solar Controllers | Victron | WireBox-XL Tr (for Tr h=216mm) | SCC950400200 |  | #REF! | #REF! | 0 | 0.5 | 250 | 85 | 100 |  |  | 1-Victron | [12 empty] | #VALUE!
B0303 | Solar Controllers | Offgrid.Equip | Solar Controllers | Victron | WireBox-XL MC4 (for MC4 h=216mm) | SCC950400300 |  | #REF! | #REF! | 0 | 0.5 | 250 | 85 | 100 |  |  | 1-Victron | [12 empty] | #VALUE!
B0310 | Inverters | Offgrid.Equip | DC-Inverters | Victron | Phoenix 12/800 VE.Direct AU/NZ | PIN121800300 |  | #REF! | #REF! | 0 | 5.5 | 30.5 | 21.6 | 10.5 |  |  | 1-Victron | [12 empty] | #VALUE!
B0312 | Inverters | Offgrid.Equip | DC-Inverters | Victron | Phoenix 24/250 VE.Direct AU/NZ | PIN242510300 |  | #REF! | #REF! | 0 | 2.4 | 20 | 13.2 | 7.2 |  |  | 1-Victron | [12 empty] | #VALUE!
B0314 | Inverters | Offgrid.Equip | DC-Inverters | Victron | Phoenix 24/500 VE.Direct AU/NZ | PIN245010300 |  | #REF! | #REF! | 0 | 3.9 | 27.5 | 17.2 | 8.6 |  |  | 1-Victron | [12 empty] | #VALUE!
B0316 | Inverters | Offgrid.Equip | DC-Inverters | Victron | Phoenix 24/800 VE.Direct AU/NZ | PIN241800300 |  | #REF! | #REF! | 0 | 5.5 | 30.5 | 21.6 | 10.5 |  |  | 1-Victron | [12 empty] | #VALUE!
B0328 | Inverters | Offgrid.Equip | Grid-Inverters | SMA | Sunny Highpower Peak1 75KW | SHP-75-10-Peak3 |  | #REF! | #REF! | 0 | 17.5 | 47 | 44 | 18 |  |  | 2-Krannich | [12 empty] | #VALUE!
B0329 | Inverters | Offgrid.Equip | DC-Inverters | Victron | Phoenix 48/800 VE.Direct AU/NZ | PIN481800300 |  | #REF! | #REF! | 0 | 5.5 | 30.5 | 21.6 | 10.5 |  |  | 1-Victron | [12 empty] | #VALUE!
B0330 | 0 | Offgrid.Equip | DC-Inverters | 0 | Inverter Victron Phoenix 48/1200 VE.Direct AU | 0 |  | #REF! | #REF! | 0 | 0 | 0 | 0 | 0 |  |  | 1-Victron | [12 empty] | #VALUE!
B0331 | Inverters | Offgrid.Equip | DC-Inverters | Victron | Phoenix 48/1200 VE.Direct IEC | PIN482120100 |  | #REF! | #REF! | 0 | 7.4 | 32.7 | 23.2 | 11.7 |  |  | 1-Victron | [12 empty] | #VALUE!
B0332 | Inverters | Offgrid.Equip | DC-Inverters | Victron | Phoenix Inverter C 12/1200 | CIN121220000 |  | #REF! | #REF! | 0 | 10 | 37.5 | 21.4 | 11 |  |  | 1-Victron | [12 empty] | #VALUE!
B0333 | Inverters | Offgrid.Equip | DC-Inverters | Victron | Phoenix Inverter C 12/1600 | CIN121620000 |  | #REF! | #REF! | 0 | 10 | 37.5 | 21.4 | 11 |  |  | 1-Victron | [12 empty] | #VALUE!
B0334 | Inverters | Offgrid.Equip | DC-Inverters | Victron | Phoenix Inverter C 12/2000 | CIN122200000 |  | #REF! | #REF! | 0 | 13 | 52 | 25.5 | 12.5 |  |  | 1-Victron | [12 empty] | #VALUE!
B0335 | Inverters | Offgrid.Equip | DC-Inverters | Victron | Phoenix Inverter 24/2000 SMART | PIN242200000 |  | #REF! | #REF! | 0 | 13 | 48.5 | 21.9 | 12.5 |  |  | 1-Victron | [12 empty] | #VALUE!
B0336 | Inverters | Offgrid.Equip | DC-Inverters | Victron | Phoenix Inverter C 24/1200 | CIN241220000 |  | #REF! | #REF! | 0 | 10 | 37.5 | 21.4 | 11 |  |  | 1-Victron | [12 empty] | #VALUE!
B0337 | Inverters | Offgrid.Equip | DC-Inverters | Victron | Phoenix Inverter C 24/1600 | CIN241620000 |  | #REF! | #REF! | 0 | 10 | 37.5 | 21.4 | 11 |  |  | 1-Victron | [12 empty] | #VALUE!
B0338 | Inverters | Offgrid.Equip | DC-Inverters | Victron | Phoenix Inverter C 24/2000 | CIN242200000 |  | #REF! | #REF! | 0 | 13 | 52 | 25.5 | 12.5 |  |  | 1-Victron | [12 empty] | #VALUE!
B0339 | Inverters | Offgrid.Equip | DC-Inverters | Victron | Phoenix Inverter 24/3000 | PIN243020000 |  | #REF! | #REF! | 0 | 18 | 36.2 | 25.8 | 21.8 |  |  | 1-Victron | [12 empty] | #VALUE!
B0340 | Inverters | Offgrid.Equip | DC-Inverters | Victron | Phoenix Inverter 24/5000 | PIN245020000 |  | #REF! | #REF! | 0 | 28 | 44.4 | 32.8 | 24 |  |  | 1-Victron | [12 empty] | #VALUE!
B0341 | Inverters | Offgrid.Equip | DC-Inverters | Victron | Phoenix Inverter 48/3000 | PIN483020000 |  | #REF! | #REF! | 0 | 18 | 36.2 | 25.8 | 21.8 |  |  | 1-Victron | [12 empty] | #VALUE!
B0342 | Inverters | Offgrid.Equip | DC-Inverters | Victron | Phoenix Inverter 48/5000 | PIN485020000 |  | #REF! | #REF! | 0 | 28 | 44.4 | 32.8 | 24 |  |  | 1-Victron | [12 empty] | #VALUE!
B0343 | Inverter-Chargers | Offgrid.Equip | Inverter-Chargers | Victron | MultiPlus 12/500/20-16 | PMP121500000 |  | #REF! | #REF! | 0 | 4.4 | 31.1 | 18.2 | 10 |  |  | 1-Victron | [12 empty] | #VALUE!
B0344 | Inverter-Chargers | Offgrid.Equip | Inverter-Chargers | Victron | MultiPlus 12/800/35-16 | PMP121800000 |  | #REF! | #REF! | 0 | 10 | 37.5 | 21.4 | 11 |  |  | 1-Victron | [12 empty] | #VALUE!
B0345 | Inverter-Chargers | Offgrid.Equip | Inverter-Chargers | Victron | MultiPlus 12/1200/50-16 | PMP122120000 |  | #REF! | #REF! | 0 | 10 | 37.5 | 21.4 | 11 |  |  | 1-Victron | [12 empty] | #VALUE!
B0346 | Inverter-Chargers | Offgrid.Equip | Inverter-Chargers | Victron | MultiPlus C 12/800/35-16 | CMP128010000 |  | #REF! | #REF! | 0 | 10 | 37.5 | 21.4 | 11 |  |  | 1-Victron | [12 empty] | #VALUE!
B0347 | Inverter-Chargers | Offgrid.Equip | Inverter-Chargers | Victron | MultiPlus C 12/1200/50-16 | CMP121220000 |  | #REF! | #REF! | 0 | 10 | 37.5 | 21.4 | 11 |  |  | 1-Victron | [12 empty] | #VALUE!
B0348 | Inverter-Chargers | Offgrid.Equip | Inverter-Chargers | Victron | MultiPlus C 12/1600/70-16 | CMP121620000 |  | #REF! | #REF! | 0 | 10 | 37.5 | 21.4 | 11 |  |  | 1-Victron | [12 empty] | #VALUE!
B0349 | Inverter-Chargers | Offgrid.Equip | Inverter-Chargers | Victron | MultiPlus C 12/2000/80-30 | CMP122200000 |  | #REF! | #REF! | 0 | 13 | 52 | 25.5 | 12.5 |  |  | 1-Victron | [12 empty] | #VALUE!
B0351 | Inverter-Chargers | Offgrid.Equip | Inverter-Chargers | Victron | MultiPlus 12/3000/120-50 | PMP123021010 |  | #REF! | #REF! | 0 | 18 | 36.2 | 25.8 | 21.8 |  |  | 1-Victron | [12 empty] | #VALUE!
B0352 | Inverter-Chargers | Offgrid.Equip | Inverter-Chargers | Victron | Quattro 12/3000/120-50/50 | QUA123020010 |  | #REF! | #REF! | 0 | 19 | 36.2 | 25.8 | 21.8 |  |  | 1-Victron | [12 empty] | #VALUE!
B0353 | Inverter-Chargers | Offgrid.Equip | Inverter-Chargers | Victron | Quattro 12/5000/220-100/100 | QUA125020000 |  | #REF! | #REF! | 0 | 34 | 47 | 35 | 28 |  |  | 1-Victron | [12 empty] | #VALUE!
B0354 | Inverter-Chargers | Offgrid.Equip | Inverter-Chargers | Victron | MultiPlus 24/500/10-16 | PMP241500000 |  | #REF! | #REF! | 0 | 4.4 | 31.1 | 18.2 | 10 |  |  | 1-Victron | [12 empty] | #VALUE!
B0355 | Inverter-Chargers | Offgrid.Equip | Inverter-Chargers | Victron | MultiPlus 24/800/16-16 | PMP241800000 |  | #REF! | #REF! | 0 | 6.4 | 40.6 | 25 | 10 |  |  | 1-Victron | [12 empty] | #VALUE!
B0356 | Inverter-Chargers | Offgrid.Equip | Inverter-Chargers | Victron | MultiPlus 24/1200/25-16 | PMP242120000 |  | #REF! | #REF! | 0 | 8.2 | 40.6 | 25 | 10 |  |  | 1-Victron | [12 empty] | #VALUE!
B0361 | Inverter-Chargers | Offgrid.Equip | Inverter-Chargers | Victron | MultiPlus 24/3000/70-16 | PMP242300001 |  | #REF! | #REF! | 0 | 18 | 36.2 | 25.8 | 21.8 |  |  | 1-Victron | [12 empty] | #VALUE!
B0362 | Inverter-Chargers | Offgrid.Equip | Inverter-Chargers | Victron | MultiPlus 24/3000/70-50 | PMP242301011 |  | #REF! | #REF! | 0 | 18 | 36.2 | 25.8 | 21.8 |  |  | 1-Victron | [12 empty] | #VALUE!
B0363 | Inverter-Chargers | Offgrid.Equip | Inverter-Chargers | Victron | MultiPlus 24/5000/120-100 | PMP245021010 |  | #REF! | #REF! | 0 | 30 | 44.4 | 32.8 | 24 |  |  | 1-Victron | [12 empty] | #VALUE!
B0364 | Inverter-Chargers | Offgrid.Equip | Inverter-Chargers | Victron | Quattro 24/3000/70-50/50 | QUA243020010 |  | #REF! | #REF! | 0 | 19 | 36.2 | 25.8 | 21.8 |  |  | 1-Victron | [12 empty] | #VALUE!
B0365 | Inverter-Chargers | Offgrid.Equip | Inverter-Chargers | Victron | Quattro 24/5000/120-100/100 | QUA245021010 |  | #REF! | #REF! | 0 | 30 | 44.4 | 32.8 | 24 |  |  | 1-Victron | [12 empty] | #VALUE!
B0366 | Inverter-Chargers | Offgrid.Equip | Inverter-Chargers | Victron | Quattro 24/8000/200-100/100 | QUA248020010 |  | #REF! | #REF! | 0 | 41 | 47 | 35 | 28 |  |  | 1-Victron | [12 empty] | #VALUE!
B0367 | Inverter-Chargers | Offgrid.Equip | Inverter-Chargers | Victron | MultiPlus 48/500/6-16 | PMP481500000 |  | #REF! | #REF! | 0 | 4.4 | 31.1 | 18.2 | 10 |  |  | 1-Victron | [12 empty] | #VALUE!
B0368 | Inverter-Chargers | Offgrid.Equip | Inverter-Chargers | Victron | MultiPlus 48/3000/35-16 | PMP483020001 |  | #REF! | #REF! | 0 | 18 | 36.2 | 25.8 | 21.8 |  |  | 1-Victron | [12 empty] | #VALUE!
B0369 | Inverter-Chargers | Offgrid.Equip | Inverter-Chargers | Victron | MultiPlus 48/5000/70-100 | PMP485021010 |  | #REF! | #REF! | 0 | 30 | 44.4 | 32.8 | 24 |  |  | 1-Victron | [12 empty] | #VALUE!
B0370 | Inverter-Chargers | Offgrid.Equip | Inverter-Chargers | Victron | Quattro 48/5000/70-100/100 | QUA485021010 |  | #REF! | #REF! | 0 | 30 | 44.4 | 32.8 | 24 |  |  | 1-Victron | [12 empty] | #VALUE!
B0372 | Inverter-Chargers | Offgrid.Equip | Inverter-Chargers | Victron | Quattro 48/8000/110-100/100 | QUA488024000 |  | #REF! | #REF! | 0 | 41 | 47 | 35 | 28 |  |  | 1-Victron | [12 empty] | #VALUE!
B0373 | Inverter-Chargers | Offgrid.Equip | Inverter-Chargers | Victron | Quattro 48/10000/140-100/100 | QUA481030010 |  | #REF! | #REF! | 0 | 45 | 47 | 35 | 28 |  |  | 1-Victron | [12 empty] | #VALUE!
B0374 | Inverter-Chargers | Offgrid.Equip | Inverter-Chargers | Victron | Quattro 48/15000/200-100/100 | QUA483150000 |  | #REF! | #REF! | 0 | 72 | 57.2 | 48.8 | 34.4 |  |  | 1-Victron | [12 empty] | #VALUE!
B0376 | Cables | Monitoring | Control | Victron | VE.Direct Cable 1.8m | ASS030530218 |  | #REF! | #REF! | 0 | 0.15 | 10 | 10 | 1 |  |  | 1-Victron | [12 empty] | #VALUE!
B0379 | Inverters | Offgrid.Equip | Grid-Inverters | Fronius | Eco 25KW 3Ph Inverter | Eco 25.0-3-S |  | #REF! | #REF! | 0 | 35.7 | 72.5 | 51 | 22.5 |  |  | 2-Krannich | [12 empty] | #VALUE!
B0380 | Inverters | Offgrid.Equip | Grid-Inverters | Fronius | Eco 27KW 3Ph Inverter | Eco 27.0-3-S |  | #REF! | #REF! | 0 | 35.7 | 72.5 | 51 | 22.5 |  |  | 2-Krannich | [12 empty] | #VALUE!
B0381 | Inverters | Offgrid.Equip | Grid-Inverters | Fronius | Symo 3.0KW 3ph Inverter | Symo-3.0-3-M |  | #REF! | #REF! | 0 | 19.9 | 64.5 | 43.1 | 20.4 |  |  | 2-Krannich | [12 empty] | #VALUE!
B0382 | Inverters | Offgrid.Equip | Grid-Inverters | Fronius | Symo 3.7KW 3ph Inverter | Symo-3.7-3-M |  | #REF! | #REF! | 0 | 16 | 64.5 | 43.1 | 20.4 |  |  | 2-Krannich | [12 empty] | #VALUE!
B0386 | Inverters | Offgrid.Equip | Grid-Inverters | Fronius | Symo 4.5KW 3ph Inverter | Symo-4.5-3-M |  | #REF! | #REF! | 0 | 19.9 | 64.5 | 43.1 | 20.4 |  |  | 2-Krannich | [12 empty] | #VALUE!
B0387 | Inverters | Offgrid.Equip | Grid-Inverters | Fronius | Symo 5.0KW 3ph Inverter | Symo-5.0-3-M |  | #REF! | #REF! | 0 | 19.9 | 64.5 | 43.1 | 20.4 |  |  | 2-Krannich | [12 empty] | #VALUE!
B0388 | Inverters | Offgrid.Equip | Grid-Inverters | Fronius | Symo 6.0KW 3ph Inverter | Symo-6.0-3-M |  | #REF! | #REF! | 0 | 19.9 | 64.5 | 43.1 | 20.4 |  |  | 2-Krannich | [12 empty] | #VALUE!
B0389 | Inverters | Offgrid.Equip | Grid-Inverters | Fronius | Symo 7.0KW 3ph Inverter | Symo-7.0-3-M |  | #REF! | #REF! | 0 | 21.9 | 64.5 | 43.1 | 20.4 |  |  | 2-Krannich | [12 empty] | #VALUE!
B0390 | Inverters | Offgrid.Equip | Grid-Inverters | Fronius | Symo 8.2KW 3ph Inverter | Symo8.2-3-M |  | #REF! | #REF! | 0 | 21.9 | 64.5 | 43.1 | 20.4 |  |  | 2-Krannich | [12 empty] | #VALUE!
B0395 | Inverters | Offgrid.Equip | Grid-Inverters | SMA | Sunny Highpower Peak3 100KW | SHP-100-20-Peak3 |  | #REF! | #REF! | 0 | 98 | 77 | 83 | 44.4 |  |  | 2-Krannich | [12 empty] | #VALUE!
B0396 | Inverters | Offgrid.Equip | Grid-Inverters | Fronius | Primo 3.0kW Grid Inverter | Primo 3.0-1 |  | #REF! | #REF! | 0 | 21.5 | 64.5 | 43.1 | 20.4 |  |  | 2-Krannich | [12 empty] | #VALUE!
B0401 | Inverters | Offgrid.Equip | Grid-Inverters | Fronius | Primo 6.0kW Grid Inverter | Primo-6.0-1 |  | #REF! | #REF! | 0 | 21.5 | 64.5 | 43.1 | 20.4 |  |  | 2-Krannich | [12 empty] | #VALUE!
B0402 | Inverters | Offgrid.Equip | Grid-Inverters | Fronius | Primo 8.2kW Grid Inverter | Primo-8.2-1 |  | #REF! | #REF! | 0 | 21.5 | 64.5 | 43.1 | 20.4 |  |  | 2-Krannich | [12 empty] | #VALUE!
B0403 | Fuses | Offgrid.Equip | DC switchgear | Noark | MCB 63A 360V DC 2 Pole | 84456 |  | #REF! | #REF! | 6 | 0.25 | 9 | 7.5 | 75 |  |  | 3-Tradezone | [12 empty] | #VALUE!
B0406 | Control | Monitoring | Control | Victron | VE Bus Smart Dongle Bluetooth | ASS030537010 |  | #REF! | #REF! | 0 | 0.2 | 4 | 8 | 5 |  |  | 1-Victron | [12 empty] | #VALUE!
B0407 | Control | Monitoring | Sensors | Victron | Temperature sensor for BMV-702/712 | ASS000100000 |  | #REF! | #REF! | 0 | 0.3 | 5 | 10 | 2 |  |  | 1-Victron | [12 empty] | #VALUE!
B0415 | Inverters | Offgrid.Equip | Grid-Inverters | SMA | Sunny Tripower 5.0 KW | STP-5.0-3AV-40 |  | #REF! | #REF! | 0 | 17 | 43.5 | 47 | 17.6 |  |  | 2-Krannich | [12 empty] | #VALUE!
B0416 | Inverters | Offgrid.Equip | Grid-Inverters | SMA | Sunny Tripower 6.0 KW | STP-6.0-3AV-40 |  | #REF! | #REF! | 0 | 17 | 43.5 | 47 | 17.6 |  |  | 2-Krannich | [12 empty] | #VALUE!
B0417 | Inverters | Offgrid.Equip | Grid-Inverters | SMA | Sunny Highpower Peak3 150KW | SHP-150-20-Peak3 |  | #REF! | #REF! | 0 | 98 | 77 | 83 | 44.4 |  |  | 2-Krannich | [12 empty] | #VALUE!
B0418 | Solar Controllers | Offgrid.Equip | Solar Controllers | Victron | SmartSolar MPPT 100/20-48V | SCC110020160R |  | #REF! | #REF! | 0 | 0.7 | 11.3 | 10 | 5 |  |  | 1-Victron | [12 empty] | #VALUE!
B0419 | Inverters | Offgrid.Equip | Grid-Inverters | SMA | Sunny Tripower 3.0 KW | STP-3.0-3AV-40 |  | #REF! | #REF! | 0 | 17 | 43.5 | 47 | 17.6 |  |  | 2-Krannich | [12 empty] | #VALUE!
B0420 | Inverters | Offgrid.Equip | Grid-Inverters | SMA | Sunny Tripower 4.0 KW | STP-4.0-3AV-40 |  | #REF! | #REF! | 0 | 17 | 43.5 | 47 | 17.6 |  |  | 2-Krannich | [12 empty] | #VALUE!
B0421 | Inverters | Offgrid.Equip | Grid-Inverters | SMA | Sunny Tripower 8.0 KW | STP-8.0-3AV-40 |  | #REF! | #REF! | 0 | 20.5 | 46 | 49.7 | 17.6 |  |  | 2-Krannich | [12 empty] | #VALUE!
B0422 | Control | Monitoring | Sensors | Victron | Temperature sensor for Venus GX | ASS000001000 |  | #REF! | #REF! | 0 | 0.1 | 10 | 3 | 2 |  |  | 1-Victron | [12 empty] | #VALUE!
B0423 | Inverters | Offgrid.Equip | Grid-Inverters | SMA | Sunny Tripower 10.0 KW | STP-10.0-3AV-40 |  | #REF! | #REF! | 0 | 20.5 | 46 | 49.7 | 17.6 |  |  | 2-Krannich | [12 empty] | #VALUE!
B0427 | Control | Monitoring | Meters | VICTRON | Battery monitor BMV 700 - Grey | BAM010700000R |  | #REF! | #REF! | 0 | 0.3 | 6.5 | 6.5 | 3 |  |  | 1-Victron | [12 empty] | #VALUE!
B0434 | Control | Monitoring | Meters | VICTRON | Battery monitor BMV 712 Smart - Grey | BAM030712000R |  | #REF! | #REF! | 0 | 0.3 | 6.5 | 6.5 | 3 |  |  | 1-Victron | [12 empty] | #VALUE!
B0436 | Inverter-Chargers | Monitoring | Sensors | VICTRON | Current Transformer for Multiplus II | CTR110000500 |  | #REF! | #REF! | 0 | 0.1 | 8 | 4 | 3 |  |  | 1-Victron | [12 empty] | #VALUE!
B0456 | Batteries | Batteries | Lithium | LG | LG Chem RESU 6.5KWh 48V Lithium Battery | RESU6.5 |  | #REF! | #REF! | 0 | 52 | 45.2 | 65.6 | 12 |  |  | 2-Krannich | [12 empty] | #VALUE!
B0457 | Batteries | Batteries | Lithium | LG | LG Chem RESU 10KWh 48V Lithium Battery | RESU10 |  | #REF! | #REF! | 0 | 75 | 45.5 | 48.4 | 22.7 |  |  | 2-Krannich | [12 empty] | #VALUE!
B0458 | Batteries | Batteries | Lithium | LG | LG Chem RESU 13KWh 48V Lithium Battery | RESU13 |  | #REF! | #REF! | 0 | 99 | 45.2 | 62.6 | 22.7 |  |  | 2-Krannich | [12 empty] | #VALUE!
B0459 | Inverters | Offgrid.Equip | Grid-Inverters | Fronius | Symo 12.5kW Grid 3Ph Inverter | Symo-12.5-3-M |  | #REF! | #REF! | 0 | 34.8 | 72.5 | 5.1 | 22.5 |  |  | 2-Krannich | [12 empty] | #VALUE!
B0460 | Inverters | Offgrid.Equip | Grid-Inverters | Fronius | Symo 10.0KW 3ph Inverter | Symo-10.0-3-M |  | #REF! | #REF! | 0 | 34.8 | 72.5 | 51 | 22.5 |  |  | 2-Krannich | [12 empty] | #VALUE!
B0461 | Inverters | Offgrid.Equip | Grid-Inverters | Fronius | Symo 15.0KW 3ph Inverter | Symo-15.0-3-M |  | #REF! | #REF! | 0 | 43.4 | 72.5 | 51 | 22.5 |  |  | 2-Krannich | [12 empty] | #VALUE!
B0462 | Inverters | Offgrid.Equip | Grid-Inverters | Fronius | Symo 17.5KW 3ph Inverter | Symo-17.5-3-M |  | #REF! | #REF! | 0 | 43.4 | 72.5 | 51 | 22.5 |  |  | 2-Krannich | [12 empty] | #VALUE!
B0463 | Inverters | Offgrid.Equip | Grid-Inverters | Fronius | Symo 20.0KW 3ph Inverter | Symo-20.0-3-M |  | #REF! | #REF! | 0 | 43.4 | 72.5 | 51 | 22.5 |  |  | 2-Krannich | [12 empty] | #VALUE!
B0468 | Control | Solar.Panels | PV Install-extras | PGK | Solar Isolator 32A 4Pole | SE030A |  | #REF! | #REF! | 0 | 0.7 | 18.76 | 9.86 | 10.86 |  |  | 3-Tradezone | [12 empty] | #VALUE!
B0473 | Batteries | Batteries | Battery-accessories | LG | Resu Plus Battery combiner | LG Resu Plus |  | #REF! | #REF! | 0 | 2 | 21.6 | 15.6 | 12.1 |  |  | 2-Krannich | [12 empty] | #VALUE!
B0474 | Battery Accessories | Batteries | Battery-accessories | Victron | Battery Protect 12/24V 100A | BPR000100400 |  | #REF! | #REF! | 0 | 0.5 | 5.9 | 4.2 | 11.5 |  |  | 1-Victron | [12 empty] | #VALUE!
B0477 | Control | Monitoring | Meters | Fronius | Smart Meter 63A Single Phase | SM63A-1 |  | #REF! | #REF! | 0 | 0.3 | 6.5 | 6.5 | 3 |  |  | 2-Krannich | [12 empty] | #VALUE!
B0478 | Solar Panels | Solar.Panels | Solar Modules | Victron | Solar Panel 175W 12V Poly | SPP041751200 |  | #REF! | #REF! | 0 | 12 | 149 | 69 | 3.5 |  |  | 1-Victron | [12 empty] | #VALUE!
B0481 | 0 | Batteries | Battery-accessories | Victron | Battery balancer | BBA000100100 |  | #REF! | #REF! | 0 | 0.6 | 11.3 | 10 | 5 |  |  | 1-Victron | [12 empty] | #VALUE!
B0483 | Inverter-Chargers | Offgrid.Equip | Inverter-Chargers | Victron | MultiPlus-II 48/5000/70-50 | PMP482505010 |  | #REF! | #REF! | 0 | 31 | 56 | 32 | 14.1 |  |  | 1-Victron | [12 empty] | #VALUE!
B0485 | Inverter-Chargers | Offgrid.Equip | Inverter-Chargers | Selectronic | SP Pro 48V/5.0KW Series 2i | SPMC481-AU |  | #REF! | #REF! | 0 | 40 | 69 | 37.5 | 22 |  |  | 2-Krannich | [12 empty] | #VALUE!
B0486 | Inverter-Chargers | Offgrid.Equip | Inverter-Chargers | Selectronic | SP Pro 48V/7.5KW Series 2i | SPMC482-AU |  | #REF! | #REF! | 0 | 42 | 69 | 37.5 | 22 |  |  | 2-Krannich | [12 empty] | #VALUE!
B0491 | Fuses | Offgrid.Equip | DC switchgear | Noark | MCB 50A 360V DC 2 Pole | 84455 |  | #REF! | #REF! | 0 | 0.25 | 9 | 7.5 | 3.5 |  |  | 3-Tradezone | [12 empty] | #VALUE!
B0494 | Fuses | Offgrid.Equip | DC switchgear | DC Solutions | Fuse disconnector NH1 3 pole | FH01/3P |  | #REF! | #REF! | 0 | 2.339 | 26.9 | 30 | 12.5 |  |  | 3-Tradezone | [12 empty] | #VALUE!
B0495 | Fuses | Offgrid.Equip | DC switchgear | DC Solutions | Fuse disconnector NH00 3 pole | FH00/3P |  | #REF! | #REF! | 0 | 0.812 | 21 | 11.5 | 9 |  |  | 3-Tradezone | [12 empty] | #VALUE!
B0497 | Control | Monitoring | Control | Victron | Interface MK3-USB (VE.Bus to USB) | ASS030140000 |  | #REF! | #REF! | 0 | 0.2 | 8 | 5 | 3 |  |  | 1-Victron | [12 empty] | #VALUE!
B0502 | Inverters | Offgrid.Equip | DC-Inverters | Victron | Phoenix Inverter 24/1600 SMART | PIN242160000 |  | #REF! | #REF! | 0 | 12 | 48.5 | 21.9 | 12.5 |  |  | 1-Victron | [12 empty] | #VALUE!
B0503 | Inverters | Offgrid.Equip | DC-Inverters | Victron | Phoenix Inverter 48/2000 SMART | PIN482200000 |  | #REF! | #REF! | 0 | 13 | 48.5 | 21.9 | 12.5 |  |  | 1-Victron | [12 empty] | #VALUE!
B0504 | Inverters | Offgrid.Equip | DC-Inverters | Victron | Phoenix Inverter 48/1600 SMART | PIN482160000 |  | #REF! | #REF! | 0 | 12 | 48.5 | 21.9 | 12.5 |  |  | 1-Victron | [12 empty] | #VALUE!
B0505 | Inverters | Offgrid.Equip | DC-Inverters | Victron | Phoenix Inverter 12/2000 SMART | PIN122200000 |  | #REF! | #REF! | 0 | 13 | 48.5 | 21.9 | 12.5 |  |  | 1-Victron | [12 empty] | #VALUE!
B0506 | Inverters | Offgrid.Equip | DC-Inverters | Victron | Phoenix Inverter 12/1600 SMART | PIN122160000 |  | #REF! | #REF! | 0 | 12 | 48.5 | 21.9 | 12.5 |  |  | 1-Victron | [12 empty] | #VALUE!
B0507 | Inverters | Offgrid.Equip | DC-Inverters | Victron | Phoenix 48/250 VE.Direct AU/NZ | PIN482510300 |  | #REF! | #REF! | 0 | 2.4 | 26 | 16.5 | 8.6 |  |  | 1-Victron | [12 empty] | #VALUE!
B0508 | Fuses | Solar panels | PV Install-extras | DKSH | Solar Fuse 15 Amp GPV 10mm x 38mm | 30F15PV |  | #REF! | #REF! | 0 | 0 | 3.8 | 1 | 1 |  |  | 3-Tradezone | [12 empty] | #VALUE!
B0509 | Inverters | Offgrid.Equip | DC-Inverters | Victron | Phoenix 48/375 VE.Direct AU/NZ | PIN483750300 |  | #REF! | #REF! | 0 | 3 | 26 | 16.5 | 8.6 |  |  | 1-Victron | [12 empty] | #VALUE!
B0511 | Inverters | Offgrid.Equip | DC-Inverters | Victron | Phoenix 48/500 VE.Direct AU/NZ | PIN485010300 |  | #REF! | #REF! | 0 | 3.9 | 27.5 | 17.2 | 8.6 |  |  | 1-Victron | [12 empty] | #VALUE!
B0513 | Control | Monitoring | Control | Victron | Cable Victron VE.Direct 0.9m (one side Right Angle conn) | ASS030531209 |  | #REF! | #REF! | 0 | 0.15 | 10 | 10 | 1 |  |  | 1-Victron | [12 empty] | #VALUE!
B0514 | Victron Accessories | Brands | Victron-Accessories | Victron | VE.Can to CAN-bus BMS type B Cable 1.8m | ASS030720018 |  | #REF! | #REF! | 0 | 0.1 | 15 | 15 | 1 |  |  | 1-Victron | [12 empty] | #VALUE!
B0519 | Control | Monitoring | Meters | Victron | Energy Meter Victron ET340 3 Phase | REL300300000 |  | #REF! | #REF! | 0 | 0.5 | 10 | 8 | 5 |  |  | 1-Victron | [12 empty] | #VALUE!
B0534 | Inverter-Chargers | Offgrid.Equip | Inverter-Chargers | Victron | EasySolar 12/1600/70-16 | CEP121621000 |  | #REF! | #REF! | 0 | 15 | 75.4 | 24.5 | 11 |  |  | 1-Victron | [12 empty] | #VALUE!
B0535 | Inverter-Chargers | Offgrid.Equip | Inverter-Chargers | Victron | EasySolar 24/1600/40-16 | CEP241621010 |  | #REF! | #REF! | 0 | 15 | 74.5 | 21.4 | 11 |  |  | 1-Victron | [12 empty] | #VALUE!
B0537 | Inverter-Chargers | Offgrid.Equip | Inverter-Chargers | Victron | Multiplus-II GX 48/3000/35-32 | PMP482306000 |  | #REF! | #REF! | 0 | 26 | 50.6 | 27.5 | 14.7 |  |  | 1-Victron | [12 empty] | #VALUE!
B0538 | Inverter-Chargers | Offgrid.Equip | Inverter-Chargers | Victron | Multiplus 12/1600/70 | PMP122160000 |  | #REF! | #REF! | 0 | 10.2 | 47 | 26.5 | 12 |  |  | 1-Victron | [12 empty] | #VALUE!
B0539 | Control | Monitoring | Meters | Fronius | Smart Meter 63A 3 phase | SM63-3 |  | #REF! | #REF! | 0 | 0.35 | 11 | 7.5 | 9.5 |  |  | 2-Krannich | [12 empty] | #VALUE!
B0544 | Cables | Monitoring | Control | Victron | VE.Direct Cable 0.3m | ASS030530203 |  | #REF! | #REF! | 0 | 0.15 | 10 | 10 | 1 |  |  | 1-Victron | [12 empty] | #VALUE!
B0545 | Batteries | Batteries | AGM | VICTRON | AGM Super Cycle Batt. 12V/15Ah | BAT212120086 |  | #REF! | #REF! | 0 | 4 | 15.1 | 9.9 | 10.3 |  |  | 1-Victron | [12 empty] | #VALUE!
B0546 | Batteries | Batteries | Gel | VICTRON | Gel Deep Cycle Batt. 12V60Ah (C20) | BAT412550104 |  | #REF! | #REF! | 0 | 19 | 22.9 | 13.8 | 22.7 |  |  | 1-Victron | [12 empty] | #VALUE!
B0547 | Batteries | Batteries | AGM | VICTRON | Lead Carbon Battery 12V/106Ah (M8) | BAT612110081 |  | #REF! | #REF! | 0 | 36 | 41 | 18 | 21 |  |  | 1-Victron | [12 empty] | #VALUE!
B0549 | Batteries | Batteries | Lithium | VICTRON | LiFePO4 battery 12.8V/60Ah - Smart | BAT512060410 |  | #REF! | #REF! | 0 | 12 | 23.5 | 28.5 | 13.6 |  |  | 1-Victron | [12 empty] | #VALUE!
B0550 | Batteries | Batteries | Lithium | VICTRON | Lithium SuperPack 12,8V/20Ah (M5) | BAT512020705 |  | #REF! | #REF! | 0 | 3.3 | 19.27 | 18 | 18 |  |  | 1-Victron | [12 empty] | #VALUE!
B0551 | Batteries | Batteries | AGM | VICTRON | AGM Deep Cycle 12V/8Ah | BAT212070084 |  | #REF! | #REF! | 0 | 2.3 | 15.1 | 6.5 | 10.1 |  |  | 1-Victron | [12 empty] | #VALUE!
B0552 | Batteries | Batteries | AGM | VICTRON | AGM Deep Cycle 12V/14Ah | BAT212120086 |  | #REF! | #REF! | 0 | 4.4 | 15.1 | 9.8 | 10.1 |  |  | 1-Victron | [12 empty] | #VALUE!
B0553 | Batteries | Batteries | AGM | VICTRON | AGM Deep Cycle 12V/22Ah | BAT212200084 |  | #REF! | #REF! | 0 | 5.8 | 18.1 | 7.7 | 16.7 |  |  | 1-Victron | [12 empty] | #VALUE!
B0554 | Batteries | Batteries | AGM | VICTRON | AGM Deep Cycle 12V/38Ah | BAT412350084 |  | #REF! | #REF! | 0 | 15 | 19.7 | 16.5 | 17 |  |  | 1-Victron | [12 empty] | #VALUE!
B0555 | Batteries | Batteries | AGM | VICTRON | AGM Deep Cycle 12V/60Ah | BAT412550084 |  | #REF! | #REF! | 0 | 18 | 22.9 | 13.8 | 22.7 |  |  | 1-Victron | [12 empty] | #VALUE!
B0556 | Batteries | Batteries | AGM | VICTRON | AGM Deep Cycle 12V/66Ah | BAT412600084 |  | #REF! | #REF! | 0 | 24 | 25.8 | 16.6 | 23.5 |  |  | 1-Victron | [12 empty] | #VALUE!
B0557 | Batteries | Batteries | AGM | VICTRON | AGM Deep Cycle 12V/90Ah | BAT412800084 |  | #REF! | #REF! | 0 | 27 | 35 | 16.7 | 18.3 |  |  | 1-Victron | [12 empty] | #VALUE!
B0558 | Batteries | Batteries | AGM | VICTRON | AGM Deep Cycle 12V/110Ah | BAT412101084 |  | #REF! | #REF! | 0 | 32 | 33 | 17.1 | 22 |  |  | 1-Victron | [12 empty] | #VALUE!
B0559 | Batteries | Batteries | AGM | VICTRON | AGM Deep Cycle 12V/130Ah | BAT412121084 |  | #REF! | #REF! | 0 | 38 | 41 | 17.6 | 22.7 |  |  | 1-Victron | [12 empty] | #VALUE!
B0560 | Batteries | Batteries | AGM | VICTRON | AGM Deep Cycle 12V/165Ah | BAT412151084 |  | #REF! | #REF! | 0 | 47 | 48.5 | 17.2 | 24 |  |  | 1-Victron | [12 empty] | #VALUE!
B0561 | Batteries | Batteries | AGM | VICTRON | AGM Deep Cycle 12V/220Ah | BAT412201084 |  | #REF! | #REF! | 0 | 65 | 52.2 | 23.8 | 24 |  |  | 1-Victron | [12 empty] | #VALUE!
B0562 | Batteries | Batteries | AGM | VICTRON | AGM Dp Cycle 12V/90Ah Threaded insert (M6) | BAT412800085 |  | #REF! | #REF! | 0 | 27 | 35 | 16.7 | 18.3 |  |  | 1-Victron | [12 empty] | #VALUE!
B0563 | Batteries | Batteries | AGM | VICTRON | AGM Dp Cycle 12V/110Ah Threaded insert (M8) | BAT412101085 |  | #REF! | #REF! | 0 | 32 | 33 | 17.1 | 22 |  |  | 1-Victron | [12 empty] | #VALUE!
B0564 | #N/A | Batteries | AGM | #N/A | #N/A | #N/A |  | #N/A | #N/A | #N/A | #N/A | #N/A | #N/A | #N/A |  |  | #N/A | [12 empty] | #VALUE!
B0565 | Batteries | Batteries | AGM | VICTRON | AGM Dp Cycle 12V/165Ah Threaded insert (M8) | BAT412151085 |  | #REF! | #REF! | 0 | 47 | 48.5 | 17.2 | 24 |  |  | 1-Victron | [12 empty] | #VALUE!
B0566 | Batteries | Batteries | AGM | VICTRON | AGM Dp Cycle 12V/220Ah Threaded insert (M8) | BAT412201085 |  | #REF! | #REF! | 0 | 65 | 52.2 | 23.8 | 24 |  |  | 1-Victron | [12 empty] | #VALUE!
B0567 | Batteries | Batteries | AGM | VICTRON | AGM Dp Cycle 12V/240Ah Threaded insert (M8) | BAT412124081 |  | #REF! | #REF! | 0 | 67 | 52.2 | 24 | 22.4 |  |  | 1-Victron | [12 empty] | #VALUE!
B0568 | Batteries | Batteries | AGM | VICTRON | AGM Super Cycle Batt. (M5) 12V38Ah | BAT412038081 |  | #REF! | #REF! | 0 | 10 | 26.7 | 7.7 | 17.5 |  |  | 1-Victron | [12 empty] | #VALUE!
B0569 | Batteries | Batteries | AGM | VICTRON | AGM Super Cycle Batt. (M6) 12V/100Ah | BAT412110081 |  | #REF! | #REF! | 0 | 25 | 26 | 16.8 | 21.5 |  |  | 1-Victron | [12 empty] | #VALUE!
B0570 | Batteries | Batteries | AGM | VICTRON | AGM Super Cycle Batt. (M8) 12V125Ah | BAT412112081 |  | #REF! | #REF! | 0 | 34 | 33 | 17.1 | 21.4 |  |  | 1-Victron | [12 empty] | #VALUE!
B0571 | Batteries | Batteries | AGM | VICTRON | AGM Super Cycle Batt. (M8) 12V170Ah | BAT412117081 |  | #REF! | #REF! | 0 | 45 | 33.9 | 17.2 | 28.1 |  |  | 1-Victron | [12 empty] | #VALUE!
B0572 | Batteries | Batteries | AGM | VICTRON | AGM Super Cycle Batt. (M8) 12V/230Ah | BAT412123081 |  | #REF! | #REF! | 0 | 61 | 53.2 | 20.7 | 21.8 |  |  | 1-Victron | [12 empty] | #VALUE!
B0573 | Batteries | Batteries | Gel | VICTRON | Gel Deep Cycle Batt. 12V66Ah (C20) | BAT412600104 |  | #REF! | #REF! | 0 | 24 | 25.8 | 16.6 | 23.5 |  |  | 1-Victron | [12 empty] | #VALUE!
B0574 | Batteries | Batteries | Gel | VICTRON | Gel Deep Cycle Batt. 12V90Ah (C20) | BAT412800104 |  | #REF! | #REF! | 0 | 26 | 35 | 16.7 | 18.3 |  |  | 1-Victron | [12 empty] | #VALUE!
B0575 | Batteries | Batteries | Gel | VICTRON | Gel Deep Cycle Batt. 12V110Ah (C20) | BAT412101104 |  | #REF! | #REF! | 0 | 33 | 33 | 17.1 | 22 |  |  | 1-Victron | [12 empty] | #VALUE!
B0576 | Batteries | Batteries | Gel | VICTRON | Gel Deep Cycle Batt. 12V130Ah (C20) | BAT412121104 |  | #REF! | #REF! | 0 | 38 | 41 | 17.6 | 22.7 |  |  | 1-Victron | [12 empty] | #VALUE!
B0577 | Batteries | Batteries | Gel | VICTRON | Gel Deep Cycle Batt. 12V165Ah (C20) | BAT412151104 |  | #REF! | #REF! | 0 | 48 | 48.5 | 17.2 | 24 |  |  | 1-Victron | [12 empty] | #VALUE!
B0578 | Batteries | Batteries | Gel | VICTRON | Gel Deep Cycle Batt. 12V220Ah (C20) | BAT412201104 |  | #REF! | #REF! | 0 | 66 | 52.2 | 23.8 | 24 |  |  | 1-Victron | [12 empty] | #VALUE!
B0579 | Batteries | Batteries | Gel | VICTRON | Gel Deep Cycle Batt. 12V265Ah (C20) | BAT412126101 |  | #REF! | #REF! | 0 | 75 | 52 | 26.8 | 22.3 |  |  | 1-Victron | [12 empty] | #VALUE!
B0580 | Batteries | Batteries | AGM | VICTRON | Lead Carbon Battery 12V/160Ah (M8) | BAT612116081 |  | #REF! | #REF! | 0 | 55 | 53.2 | 20.7 | 21.5 |  |  | 1-Victron | [12 empty] | #VALUE!
B0584 | Batteries | Batteries | Lithium | VICTRON | LiFePO4 battery 12.8V/100Ah - Smart | BAT512110610 |  | #REF! | #REF! | 0 | 15 | 24.9 | 28.5 | 16.8 |  |  | 1-Victron | [12 empty] | #VALUE!
B0585 | #N/A | Batteries | Lithium | #N/A | #N/A | #N/A |  | #N/A | #N/A | #N/A | #N/A | #N/A | #N/A | #N/A |  |  | #N/A | [12 empty] | #VALUE!
B0586 | Batteries | Batteries | Lithium | VICTRON | LiFePO4 battery 12.8V/160Ah - Smart | BAT512116610 |  | #REF! | #REF! | 0 | 33 | 32 | 33.8 | 23.3 |  |  | 1-Victron | [12 empty] | #VALUE!
B0587 | Batteries | Batteries | Lithium | VICTRON | LiFePO4 Battery 12.8V/200Ah - Smart | BAT512120610 |  | #REF! | #REF! | 0 | 42 | 29.5 | 42.5 | 27.4 |  |  | 1-Victron | [12 empty] | #VALUE!
B0588 | Batteries | Batteries | Lithium | VICTRON | LiFePO4 Battery 12.8V/300Ah - Smart | BAT512130410 |  | #REF! | #REF! | 0 | 51 | 34.5 | 42.5 | 27.4 |  |  | 1-Victron | [12 empty] | #VALUE!
B0589 | Batteries | Batteries | Lithium | VICTRON | LiFePO4 Battery 25.6V/200Ah - Smart | BAT524120410 |  | #REF! | #REF! | 0 | 60 | 31.7 | 63.1 | 20.8 |  |  | 1-Victron | [12 empty] | #VALUE!
B0590 | Batteries | Batteries | Lithium | VICTRON | Lithium SuperPack 12,8V/60Ah (M6) | BAT512060705 |  | #REF! | #REF! | 0 | 9.3 | 27 | 27 | 18 |  |  | 1-Victron | [12 empty] | #VALUE!
B0591 | Batteries | Batteries | Lithium | VICTRON | Lithium SuperPack 12,8V/100Ah (M8) | BAT512110705 |  | #REF! | #REF! | 0 | 13.5 | 27 | 37 | 21.5 |  |  | 1-Victron | [12 empty] | #VALUE!
B0592 | Batteries | Batteries | Lithium | VICTRON | Lithium SuperPack 12,8V/200Ah (M8) | BAT512120705 |  | #REF! | #REF! | 0 | 30.3 | 25.5 | 56.5 | 31 |  |  | 1-Victron | [12 empty] | #VALUE!
B0593 | Chargers | Batteries | Battery-accessories | VICTRON | Battery Charger Blue Smart IP65s 12/4(1) + DC connector | BPC120433014R |  | #REF! | #REF! | 0 | 0.6 | 4.5 | 8.1 | 18.2 |  |  | 1-Victron | [12 empty] | #VALUE!
B0594 | Chargers | Batteries | Battery-accessories | VICTRON | Battery Charger Blue Smart IP65s 12/5(1) + DC connector | BPC120533014R |  | #REF! | #REF! | 0 | 0.6 | 4.5 | 8.1 | 18.2 |  |  | 1-Victron | [12 empty] | #VALUE!
B0595 | Chargers | Batteries | Battery-accessories | VICTRON | Battery Charger Blue Smart IP65s 12/7(1) + DC connector | BPC120731014R |  | #REF! | #REF! | 0 | 0.9 | 4.7 | 9.5 | 19 |  |  | 1-Victron | [12 empty] | #VALUE!
B0596 | Chargers | Batteries | Battery-accessories | VICTRON | Battery Charger Blue Smart IP65s 12/10(1) + DC connector | BPC121031014R |  | #REF! | #REF! | 0 | 0.9 | 6 | 10.5 | 19 |  |  | 1-Victron | [12 empty] | #VALUE!
B0597 | Chargers | Batteries | Battery-accessories | VICTRON | Battery Charger Blue Smart IP65s 12/15(1) + DC connector | BPC121531014R |  | #REF! | #REF! | 0 | 0.9 | 6 | 10.5 | 19 |  |  | 1-Victron | [12 empty] | #VALUE!
B0598 | Chargers | Batteries | Battery-accessories | VICTRON | Battery Charger Blue Smart IP65s 24/5(1) + DC connector | BPC240531014R |  | #REF! | #REF! | 0 | 0.9 | 4.7 | 9.5 | 19 |  |  | 1-Victron | [12 empty] | #VALUE!
B0599 | Chargers | Batteries | Battery-accessories | VICTRON | Battery Charger Blue Smart IP65s 24/8(1) + DC connector | BPC240831014R |  | #REF! | #REF! | 0 | 0.9 | 6 | 10.5 | 19 |  |  | 1-Victron | [12 empty] | #VALUE!
B0601 | Inverter-Chargers | Offgrid.Equip | Inverter-Chargers | Victron | Multiplus 48/1200/13 | PMP482120000 |  | #REF! | #REF! | 0 | 8.2 | 40.6 | 25 | 10 |  |  | 1-Victron | [12 empty] | #VALUE!
B0603 | Cables | Monitoring | Control | Victron | VE.Direct Cable 10m | ASS030530310 |  | #REF! | #REF! | 0 | 0.5 | 15 | 15 | 4 |  |  | 1-Victron | [12 empty] | #VALUE!
B0626 | Electrical | Offgrid.Equip | DC switchgear | Noark | MCB 32A 360V DC 2 Pole | N84453 |  | #REF! | #REF! | 0 | 0.25 | 9 | 7.5 | 3.5 |  |  | 3-Tradezone | [12 empty] | #VALUE!
B0627 | Electrical | Offgrid.Equip | DC switchgear | Noark | MCB 50A 360V DC 4 Pole | N84481 |  | #REF! | #REF! | 0 | 0.51 | 9 | 7.5 | 7.5 |  |  | 6-Various | [12 empty] | #VALUE!
B0629 | Hot Water | Monitoring | Control | Plasmatronics | Hot Water Diverter Plasmatronics Jackal | Jackal |  | #REF! | #REF! | 0 | 2 | 18 | 15 | 9.5 |  |  | 4-Plasmatronics | [12 empty] | #VALUE!
B0632 | Batteries | Batteries | Lithium | Powerplus | Battery Powerplus eco 4KWh Lithium Module | ECO4840P |  | #REF! | #REF! | 0 | 43 | 64 | 44 | 9 |  |  | 6-Various | [12 empty] | #VALUE!
B0670 | Cables | Monitoring | Control | Victron | VE.Direct Cable 3m | ASS030530230 |  | #REF! | #REF! | 0 | 0.15 | 10 | 10 | 1 |  |  | 1-Victron | [12 empty] | #VALUE!
B0671 | Cables | Monitoring | Control | Victron | VE.Direct Cable 5m | ASS030530250 |  | #REF! | #REF! | 0 | 0.3 | 10 | 10 | 1 |  |  | 1-Victron | [12 empty] | #VALUE!
B0672 | Batteries | Batteries | Gel | BAE | Secura 280Ah 2V Gel | 4PVV 280 |  | #REF! | #REF! | 0 | 19.4 | 42 | 21 | 10.5 |  |  | 2-Krannich | [12 empty] | #VALUE!
B0673 | Batteries | Batteries | Gel | BAE | Secura 350Ah 2V Gel | 5PVV 350 |  | #REF! | #REF! | 0 | 23.3 | 42 | 21 | 12.6 |  |  | 2-Krannich | [12 empty] | #VALUE!
B0674 | Batteries | Batteries | Gel | BAE | Secura 420Ah 2V Gel | 6PVV 420 |  | #REF! | #REF! | 0 | 27.4 | 42 | 21 | 14.7 |  |  | 2-Krannich | [12 empty] | #VALUE!
B0675 | Batteries | Batteries | Gel | BAE | Secura 550Ah 2V Gel | 5PVV 550 |  | #REF! | #REF! | 0 | 31.4 | 53.5 | 21 | 12.6 |  |  | 2-Krannich | [12 empty] | #VALUE!
B0676 | Batteries | Batteries | Gel | BAE | Secura 660Ah 2V Gel | 6PVV 660 |  | #REF! | #REF! | 0 | 36.9 | 53.5 | 21 | 14.7 |  |  | 2-Krannich | [12 empty] | #VALUE!
B0677 | Batteries | Batteries | Gel | BAE | Secura 770Ah 2V Gel | 7PVV 770 |  | #REF! | #REF! | 0 | 42.4 | 53.5 | 21 | 17 |  |  | 2-Krannich | [12 empty] | #VALUE!
B0678 | Batteries | Batteries | Gel | BAE | Secura 900Ah 2V Gel | 6PVV 900 |  | #REF! | #REF! | 0 | 51 | 71 | 21 | 14.7 |  |  | 2-Krannich | [12 empty] | #VALUE!
B0679 | Batteries | Batteries | Gel | BAE | Secura 1050Ah 2V Gel | 7PVV 1050 |  | #REF! | #REF! | 0 | 61.9 | 71 | 19.3 | 21.5 |  |  | 2-Krannich | [12 empty] | #VALUE!
B0680 | Batteries | Batteries | Gel | BAE | Secura 1200Ah 2V Gel | 8PVV 1200 |  | #REF! | #REF! | 0 | 68.8 | 71 | 19.3 | 21.5 |  |  | 2-Krannich | [12 empty] | #VALUE!
B0681 | Batteries | Batteries | Gel | BAE | Secura 1350Ah 2V Gel | 9PVV 1350 |  | #REF! | #REF! | 0 | 77 | 71 | 23.5 | 21.5 |  |  | 2-Krannich | [12 empty] | #VALUE!
B0682 | Batteries | Batteries | Gel | BAE | Secura 1500Ah 2V Gel | 10PVV 1500 |  | #REF! | #REF! | 0 | 83.9 | 71 | 23.5 | 21.5 |  |  | 2-Krannich | [12 empty] | #VALUE!
B0683 | Batteries | Batteries | Gel | BAE | Secura 1800Ah 2V Gel | 12PVV 1800 |  | #REF! | #REF! | 0 | 99.2 | 71 | 27.7 | 21.5 |  |  | 2-Krannich | [12 empty] | #VALUE!
B0684 | Batteries | Batteries | Gel | BAE | Secura 2090Ah 2V Gel | 11PVV 2090 |  | #REF! | #REF! | 0 | 108.2 | 85.5 | 27.7 | 21.5 |  |  | 2-Krannich | [12 empty] | #VALUE!
B0685 | Batteries | Batteries | Gel | BAE | Secura 2280Ah 2V Gel | 14PVV 2280 |  | #REF! | #REF! | 0 | 116.5 | 85.5 | 27.7 | 21.5 |  |  | 2-Krannich | [12 empty] | #VALUE!
B0686 | Batteries | Batteries | Gel | BAE | Secura 2660Ah 2V Gel | 14PVV 2660 |  | #REF! | #REF! | 0 | 141.2 | 81.5 | 40 | 21.5 |  |  | 2-Krannich | [12 empty] | #VALUE!
B0702 | Inverter-Chargers | Offgrid.Equip | Inverter-Chargers | Victron | EasySolarII 48/3000/35-32 GX | PMP482307010 |  | #REF! | #REF! | 0 | 26 | 27 | 27 | 50 |  |  | 1-Victron | [12 empty] | #VALUE!
B0710 | Inverter-Chargers | Offgrid.Equip | Inverter-Chargers | Victron | MultiPlus 24/1600/40-16 | PMP242160000 |  | #REF! | #REF! | 0 | 10.2 | 46.5 | 27 | 12 |  |  | 1-Victron | [12 empty] | #VALUE!
B0711 | Inverter-Chargers | Offgrid.Equip | Inverter-Chargers | Victron | MultiPlus 48/1600/20-16 | PMP482160000 |  | #REF! | #REF! | 0 | 10.2 | 46.5 | 27 | 12 |  |  | 1-Victron | [12 empty] | #VALUE!
B0712 | Inverter-Chargers | Offgrid.Equip | Inverter-Chargers | Victron | MultiPlus 48/2000/25-35 230V | PMP482200000 |  | #REF! | #REF! | 0 | 15.5 | 29.5 | 44.5 | 33 |  |  | 1-Victron | [12 empty] | #VALUE!
B0714 | Inverter-Chargers | Offgrid.Equip | Inverter-Chargers | Victron | MultiPlus-II 24/3000/70-32 230V | PMP242305010 |  | #REF! | #REF! | 0 | 21 | 29.5 | 44.5 | 33 |  |  | 1-Victron | [12 empty] | #VALUE!
B0790 | Batteries | Batteries | Lithium | Powerplus | Battery Powerplus LiFe 3.3KWh Lithium Module | LiFe4833P |  | #REF! | #REF! | 0 | 41 | 63.5 | 43.4 | 8.8 |  |  | 6-Various | [12 empty] | #VALUE!
B0838 | Control | Monitoring | Control-centres | Victron | Octo GX | BPP910200100 |  | #REF! | #REF! | 0 | 0.5 | 6.1 | 10.8 | 9.5 |  |  | 1-Victron | [12 empty] | #VALUE!
b0839 | Control | Monitoring | Control-centres | Victron | Cerbo GX | BPP900450100 |  | #REF! | #REF! | 0 | 0.5 | 7.8 | 15.4 | 4.8 |  |  | 1-Victron | [12 empty] | #VALUE!
B0840 | Control | Monitoring | Displays | Victron | GX Touch 50 | BPP900455050 |  | #REF! | #REF! | 0 | 0.8 | 15 | 8 | 4 |  |  | 1-Victron | [12 empty] | #VALUE!
B0844 | Control | Monitoring | Telemetry | Victron | CCGX WiFi module simple | BPP900100200 |  | #REF! | #REF! | 0 | 0.2 | 15 | 8 | 4 |  |  | 1-Victron | [12 empty] | #VALUE!
B0845 | Control | Monitoring | Telemetry | Victron | CCGX WiFi module long range | BPP900200300 |  | #REF! | #REF! | 0 | 0.2 | 15 | 8 | 4 |  |  | 1-Victron | [12 empty] | #VALUE!
B0891 | Cables | Brands | Victron-Accessories | Victron | VE.Direct Cable 1.8m (one side Right Angle conn) | ASS030531218 |  | #REF! | #REF! | 0 | 0 | 0 | 0 | 0 |  |  | 1-Victron | [12 empty] | #VALUE!
B0892 | Cables | Brands | Victron-Accessories | Victron | VE.Direct Cable 3m (one side Right Angle conn) | ASS030531230 |  | #REF! | #REF! | 0 | 0 | 0 | 0 | 0 |  |  | 1-Victron | [12 empty] | #VALUE!
B0914 | Cables | Brands | Victron-Accessories | Victron | VE.Can to CAN-bus BMS type A Cable 1.8m | ASS030710018 |  | #REF! | #REF! | 0 | 0 | 0 | 0 | 0 |  |  | 1-Victron | [12 empty] | #VALUE!
B0914 | Cables | Brands | Victron-Accessories | Victron | VE.Can to CAN-bus BMS type A Cable 1.8m | ASS030710018 |  | #REF! | #REF! | 0 | 0 | 0 | 0 | 0 |  |  | 1-Victron | [12 empty] | #VALUE!
B0958 | Solar Controllers | Offgrid.Equip | Solar Controllers | Victron | SmartSolar MPPT 150/70-Tr VE.Can | SCC115070410 |  | #REF! | #REF! | 0 | 4.2 | 20 | 25 | 9.5 |  |  | 1-Victron | [12 empty] | #VALUE!
B0959 | Solar Controllers | Offgrid.Equip | Solar Controllers | Victron | Smart Solar MPPT 150/100-Tr VE.Can | SCC115110411 |  | #REF! | #REF! | 0 | 4.5 | 21.6 | 29.5 | 10.3 |  |  | 1-Victron | [12 empty] | #VALUE!
B0960 | Solar Controllers | Offgrid.Equip | Solar Controllers | Victron | Smart Solar MPPT 250/70-Tr VE.Can | SCC125070421 |  | #REF! | #REF! | 0 | 4.2 | 15 | 27 | 25 |  |  | 1-Victron | [12 empty] | #VALUE!
B0962 | Solar Controllers | Offgrid.Equip | Solar Controllers | Victron | Smart Solar MPPT 250/100-Tr VE.Can | SCC125110411 |  | #REF! | #REF! | 0 | 5.5 | 33 | 29 | 16 |  |  | 1-Victron | [12 empty] | #VALUE!
B1018 | Electrical | Offgrid.Equip | DC switchgear | Noark | MCB 63A 360V DC 4 Pole | 84482 |  | #REF! | #REF! | 0 | 0.51 | 9 | 7.5 | 7.5 |  |  | 3-Tradezone | [12 empty] | #VALUE!
B1021 | Sensor | Monitoring | Meters | Victron | Energy meter EM24 - 3 phase - max 65A/phase | REL200100000 |  | #REF! | #REF! | 0 | 0 | 0 | 0 | 0 |  |  | 1-Victron | [12 empty] | #VALUE!
B1059 | Inverters | Offgrid.Equip | Hybrid-Inverters | Sungrow | 5kW Single Phase Hybrid | SGSH5K-20 |  | #REF! | #REF! | 0 | 22 | 45.7 | 51.5 | 17 |  |  | 10-SupplyPartners | [12 empty] | #VALUE!
B1060 | Inverters | Offgrid.Equip | Grid-Inverters | Sungrow | 5kW Three Phase Solar | SG5KTL-MT |  | #REF! | #REF! | 0 | 20 | 37 | 48.5 | 16 |  |  | 10-SupplyPartners | [12 empty] | #VALUE!
B1070 | Inverter-Chargers | Offgrid.Equip | Inverter-Chargers | Victron | Quattro-II 24/5000/120-50 230V | QUA242505010 |  | #REF! | #REF! | 0 | 33 | 32.8 | 56 | 15 |  |  | 1-Victron | [12 empty] | #VALUE!
B1071 | Inverter-Chargers | Offgrid.Equip | Inverter-Chargers | Victron | Quattro-II 48/5000/70-50 230V | QUA482504010 |  | #REF! | #REF! | 0 | 35 | 32.8 | 56 | 15 |  |  | 1-Victron | [12 empty] | #VALUE!
B1072 | Electrical | Electrical | Relays | Midnight Solar | Ground Fault Relay 63A/150V | MNDC-GFP63 |  | #REF! | #REF! | 0 | 0.5 | 13 | 8 | 5 |  |  | 6-Various | [12 empty] | #VALUE!
B1073 | Electrical | Electrical | Relays | Midnight Solar | Ground Fault Relay 80A/150V | MNDC-GFP80 |  | #REF! | #REF! | 0 | 0.5 | 13 | 8 | 9 |  |  | 6-Various | [12 empty] | #VALUE!
B1075 | Control | Monitoring | Control-centres | Victron | Ekrano GX | BPP900480100 |  | #REF! | #REF! | 0 | 0 | 0 | 0 | 0 |  |  | 1-Victron | [12 empty] | #VALUE!
B1077 | EV Charging | Offgrid.Equip | EV chargers | Victron | EV Charging Station NS | EVC200300200 |  | #REF! | #REF! | 0 | 0 | 0 | 0 | 0 |  |  | 1-Victron | [12 empty] | #VALUE!
B1078 | Control | Monitoring | Displays | Victron | GX Touch 70 | BPP900455070 |  | #REF! | #REF! | 0 | 0.8 | 15 | 8 | 4 |  |  | 1-Victron | [12 empty] | #VALUE!
B1085 | Electrical | Electrical | AC switchgear | Voltex | 32A gen inlet, 3pin | C66AI332 |  | #REF! | #REF! | 0 | 1 | 0 | 0 | 0 |  |  | 6-Various | [12 empty] | #VALUE!
B1086 | Electrical | Electrical | AC switchgear | Voltex | 10A outlet | C66SO310 |  | #REF! | #REF! | 0 | 0.5 | 10 | 10 | 8.5 |  |  | 6-Various | [12 empty] | #VALUE!
B1087 | Electrical | Electrical | AC switchgear | Voltex | 15A outlet | C66SO315 |  | #REF! | #REF! | 0 | 0.5 | 10 | 10 | 8.5 |  |  | 6-Various | [12 empty] | #VALUE!
B1088 | Electrical | Electrical | AC switchgear | Voltex | 15A outlet | C66SO332 |  | #REF! | #REF! | 0 | 0.5 | 10 | 10 | 8.5 |  |  | 6-Various | [12 empty] | #VALUE!
B1089 | Electrical | Electrical | AC switchgear | NHP | 10A isolator 2 pole AC | ISOSW110PG |  | #REF! | #REF! | 0 | 0.5 | 10 | 10 | 8.5 |  |  | 3-Tradezone | [12 empty] | #VALUE!
B1108 | Inverter-Chargers | Offgrid.Equip | Inverter-Chargers | Victron | Multiplus-II GX 48/5000/70-50 | PMP482506000 |  | #REF! | #REF! | 0 | 26 | 50.6 | 27.5 | 14.7 |  |  | 1-Victron | [12 empty] | #VALUE!
B1114 | Electrical | Electrical | AC switchgear | NHP | Isolator 40A 2 Pole IP65 | NL140L |  | #REF! | #REF! | 0 | 0 | 0 | 0 | 0 |  |  | 3-Tradezone | [12 empty] | #VALUE!
B1115 | Solar Controllers | Offgrid.Equip | Solar Controllers | Victron | SmarSolar MPPT 250/85 VE.Can Tr | SCC125085411 |  | #REF! | #REF! | 0 | 5.5 | 33 | 16 | 29 |  |  | 1-Victron | [12 empty] | #VALUE!
B1117 | Solar Controllers | Offgrid.Equip | Solar Controllers | Victron | SmarSolar MPPT 250/70 VE.Can MC4 | SCC125070421 |  | #REF! | #REF! | 0 | 5.5 | 33 | 16 | 29 |  |  | 1-Victron | [12 empty] | #VALUE!
B1118 | Solar Controllers | Offgrid.Equip | Solar Controllers | Victron | SmarSolar MPPT 250/85 VE.Can MC4 | SCC125085511 |  | #REF! | #REF! | 0 | 5.5 | 33 | 16 | 29 |  |  | 1-Victron | [12 empty] | #VALUE!
B1119 | Electrical | Electrical | AC switchgear | NHP | Relay 16A 240v AC coil | 46610054240VAC |  | #REF! | #REF! | 0 | 0.02 | 1.24 | 2.9 | 3.28 |  |  | 3-Tradezone | [12 empty] | #VALUE!
B1120 | Solar Controllers | Offgrid.Equip | Solar Controllers | Victron | Smart Solar MPPT 250/100-MC4 VE.Can | SCC125110412 |  | #REF! | #REF! | 0 | 4.5 | 29.5 | 2.16 | 11 |  |  | 1-Victron | [12 empty] | #VALUE!
B1121 | Electrical | Electrical | Relays | NHP | Relay 16A 12v DC coil | 4661007412VDC |  | #REF! | #REF! | 0 | 0 | 0 | 0 | 0 |  |  | 3-Tradezone | [12 empty] | #VALUE!
B1133 | Solar Controllers | Offgrid-Equip | Solar Controllers | Victron | SmartSolar MPPT 150/45 | SCC115045222 |  | #REF! | #REF! | 0 | 3 | 25 | 20 | 9.5 |  |  | 1-Victron | [12 empty] | #VALUE!
B1135 | Electrical | Electrical | Relays | NHP | Finder Relay Base 16A | 9701 |  | #REF! | #REF! | 0 | 0.01 | 1.58 | 8.29 | 6.49 |  |  | 3-Tradezone | [12 empty] | #VALUE!
B1144 | Electrical | Electrical | Miscellaneous | Netec | Earth link 100A 5 Pole | AN100S-5-BAR |  | #REF! | #REF! | 0 | 0 | 0 | 0 | 0 |  |  | 6-Various | [12 empty] | #VALUE!
B1145 | Electrical | Electrical | AC switchgear | NHP | MCB 16A 2 Pole 6KA | MOD6216 |  | #REF! | #REF! | 0 | 0.24 | 8.6 | 3.6 | 7.6 |  |  | 3-Tradezone | [12 empty] | #VALUE!
B1175 | Inverter-Chargers | Offgrid.Equip | Inverter-Chargers | Selectronic | SP Pro 24V/3.0KW Series II | EC.Vaulta-5KWh |  | #REF! | #REF! | 0 | 47 | 13.5 | 35 | 44 |  |  | 2-Krannich | [12 empty] | #VALUE!
B1176 | Inverter-Chargers | Offgrid.Equip | Inverter-Chargers | Selectronic | SP Pro 24V/4.5KW Series II | SPMC241-AU |  | #REF! | #REF! | 0 | 39 | 69 | 37.5 | 22 |  |  | 2-Krannich | [12 empty] | #VALUE!
B1177 | Inverter-Chargers | Offgrid.Equip | Inverter-Chargers | Selectronic | SP Pro 48V/3.5KW Series II | SPMC480-AU |  | #REF! | #REF! | 0 | 33 | 69 | 37.5 | 22 |  |  | 2-Krannich | [12 empty] | #VALUE!
B1178 | Inverter-Chargers | Offgrid.Equip | Inverter-Chargers | Selectronic | SP Pro 120V/7.5KW Series II | SPMC1201-AU |  | #REF! | #REF! | 0 | 43 | 69 | 37.5 | 22 |  |  | 2-Krannich | [12 empty] | #VALUE!
B1179 | Inverter-Chargers | Offgrid.Equip | Inverter-Chargers | Selectronic | SP Pro 120V/15KW Series II | SPLC1200-AU |  | #REF! | #REF! | 0 | 113 | 87 | 54 | 29 |  |  | 2-Krannich | [12 empty] | #VALUE!
B1180 | Inverter-Chargers | Offgrid.Equip | Inverter-Chargers | Selectronic | SP Pro 120V/20KW Series II | SPLC1202-AU |  | #REF! | #REF! | 0 | 115 | 87 | 54 | 29 |  |  | 2-Krannich | [12 empty] | #VALUE!
B1182 | Electrical | Electrical | Tools | Klein | Digital Multimeter, A-MM325 600V | MM325 |  | #REF! | #REF! | 0 | 0 | 0 | 0 | 0 |  |  | 6-Various | [12 empty] | #VALUE!
B1183 | Electrical | Electrical | PV Install-extras | DKSH | Fuse 38mm PV type 20A | 30F20PV |  | #REF! | #REF! | 0 | 0 | 0 | 0 | 0 |  |  | 3-Tradezone | [12 empty] | #VALUE!
B1184 | Electrical | Electrical | Miscellaneous | Clipsal | 25mm Conduit Entry adaptor | 263/25GY |  | #REF! | #REF! | 0 | 0 | 0 | 0 | 0 |  |  | 3-Tradezone | [12 empty] | #VALUE!
B1185 | Electrical | Electrical | Miscellaneous | Clipsal | 25mm Conduit Entry lockring | 260/25GY |  | #REF! | #REF! | 0 | 0 | 0 | 0 | 0 |  |  | 3-Tradezone | [12 empty] | #VALUE!
B1186 | Electrical | Electrical | Miscellaneous | Clipsal | Conduit saddles 25mm Galv | 180HD25 |  | #REF! | #REF! | 0 | 0 | 0 | 0 | 0 |  |  | 3-Tradezone | [12 empty] | #VALUE!
B1187 | Electrical | Monitoring | Meters | Victron | EM540 Meter 3 phase | REL200100100 |  | #REF! | #REF! | 0 | 0 | 0 | 0 | 0 |  |  | 1-Victron | [12 empty] | #VALUE!
B1187 | Electrical | Electrical | Meters | Victron | EM540 Meter 3 phase | REL200100100 |  | #REF! | #REF! | 0 | 0 | 0 | 0 | 0 |  |  | 1-Victron | [12 empty] | #VALUE!
B1188 | Electrical | Monitoring | Meters | Victron | VM-3P75CT Meter 3 phase | REL200300100 |  | #REF! | #REF! | 0 | 0 | 0 | 0 | 0 |  |  | 1-Victron | [12 empty] | #VALUE!
B1189 | Control | Monitoring | Displays | Victron | GX Touch 50 Wall Mount | BPP900465050 |  | #REF! | #REF! | 0 | 0 | 0 | 0 | 0 |  |  | 1-Victron | [12 empty] | #VALUE!
B1190 | Control | Monitoring | Displays | Victron | GX Touch 70 Wall Mount | BPP900465070 |  | #REF! | #REF! | 0 | 0 | 0 | 0 | 0 |  |  | 1-Victron | [12 empty] | #VALUE!
B1199 | Control | Monitoring | Sensors | Victron | CT Current Transformer 100A MultiPlusII (5m) | CTR110000550 |  | #REF! | #REF! | 0 | 0.1 | 8 | 4 | 3 |  |  | 1-Victron | [12 empty] | #VALUE!
B1200 | Control | Monitoring | Sensors | Victron | CT Current Transformer 100A MultiPlusII (20m) | CTR110002050 |  | #REF! | #REF! | 0 | 0.1 | 8 | 4 | 3 |  |  | 1-Victron | [12 empty] | #VALUE!
B1227 | Batteries | Batteries | Lithium | GenZ | Lithium Battery Module 3KWh 24V 2RU | Genz-3KW-Lith-24 |  | #REF! | #REF! | 0 | 35 | 57 | 42 | 9 |  |  | 6-Various | [12 empty] | #VALUE!
B1245 | Batteries | Batteries | AGM | Powerhouse | PowerHouse Lead-Carbon 12V 100Ah | BAT-PH+C12/100-AGM |  | #REF! | #REF! | 0 | 28 | 30.6 | 17 | 21.1 |  |  | 14-MHPower | [12 empty] | #VALUE!
B1246 | Batteries | Batteries | AGM | Powerhouse | PowerHouse Lead-Carbon 12V 120Ah | BAT-PH+C12/120-AGM |  | #REF! | #REF! | 0 | 32 | 33 | 17.1 | 21.6 |  |  | 14-MHPower | [12 empty] | #VALUE!
B1247 | Batteries | Batteries | AGM | Powerhouse | PowerHouse Lead-Carbon 12V 200Ah | BAT-PH+C12/200-AGM |  | #REF! | #REF! | 0 | 61 | 52.2 | 24 | 22 |  |  | 14-MHPower | [12 empty] | #VALUE!
B1253 | Batteries | Batteries | Lithium | GenZ | Lithium Battery Module 3KWh 48V 2RU | Genz-3KW-Lith-48 |  | #REF! | #REF! | 0 | 35 | 57 | 42 | 9 |  |  | 6-Various | [12 empty] | #VALUE!
B1306 | Fuses | Offgrid.Equip | DC switchgear | Noark | MCCB 100A 500VDC 2 pole | NRK-N28708 |  | #REF! | #REF! | 0 | 1 | 17 | 15 | 11 |  |  | 11-DKSH | [12 empty] | #VALUE!
B1307 | Fuses | Offgrid.Equip | DC switchgear | Noark | MCCB 125A 500VDC 2 pole | NRK-N28709 |  | #REF! | #REF! | 0 | 1 | 17 | 15 | 11 |  |  | 11-DKSH | [12 empty] | #VALUE!
B1308 | Fuses | Offgrid.Equip | DC switchgear | Noark | MCCB 160A 500VDC 2 pole | NRK-N28901 |  | #REF! | #REF! | 0 | 1.2 | 17 | 15 | 11 |  |  | 11-DKSH | [12 empty] | #VALUE!
B1309 | Fuses | Offgrid.Equip | DC switchgear | Noark | MCCB 180A 500VDC 2 pole | NRK-N28902 |  | #REF! | #REF! | 0 | 1.4 | 17 | 15 | 11 |  |  | 11-DKSH | [12 empty] | #VALUE!
B1310 | Fuses | Offgrid.Equip | DC switchgear | Noark | MCCB 200A 500VDC 2 pole | NRK-N28903 |  | #REF! | #REF! | 0 | 1.4 | 17 | 15 | 11 |  |  | 11-DKSH | [12 empty] | #VALUE!
B1311 | Fuses | Offgrid.Equip | DC switchgear | Noark | MCCB 250A 500VDC 2 pole | NRK-N28905 |  | #REF! | #REF! | 0 | 1.4 | 17 | 15 | 11 |  |  | 11-DKSH | [12 empty] | #VALUE!
B1315 | Solar Panels | Solar.Panels | Solar Modules | Trina | Solar Panel 500W Mono | TSM-DE18M(II)-500W |  | #REF! | #REF! | 0 | 20 | 170 | 100 | 4 |  |  | 3-Tradezone | [12 empty] | #VALUE!
B1316 | Cables | Brands | Victron-Accessories | Victron | VE.Direct Cable 0.9m (one side Right Angle conn) | ASS030531209 |  | #REF! | #REF! | 0 | 0.3 | 0 | 0 | 0 |  |  | 1-Victron | [12 empty] | #VALUE!
B1318 | Batteries | Batteries | Lithium | LG Chem | LG Chem RESU 10KWh Lithium Battery 10H Prime | RESU10H-Prime |  | #REF! | #REF! | 0 | 111 | 50.4 | 81.7 | 29.5 |  |  | 2-Krannich | [12 empty] | #VALUE!
B1319 | Batteries | Batteries | Lithium | LG Chem | LG Chem RESU 16KWh Lithium Battery 16H Prime | RESU16H-Prime |  | #REF! | #REF! | 0 | 159 | 50.4 | 108.6 | 29.5 | [15 empty] | #VALUE!
B1324 | Inverters | Offgrid.Equip | Grid-Inverters | Fronius | Gen24 Primo 5KW | Primo-Gen24-5 |  | #REF! | #REF! | 0 | 19 | 47.4 | 53 | 16.5 |  |  | 2-Krannich | [12 empty] | #VALUE!
B1330 | Inverters | Offgrid.Equip | Grid-Inverters | Fronius | Gen24 Primo 6KW | Primo-Gen24-6 |  | #REF! | #REF! | 0 | 19 | 47.4 | 53 | 16.5 |  |  | 2-Krannich | [12 empty] | #VALUE!
B1331 | Inverters | Offgrid.Equip | Grid-Inverters | Fronius | Gen24 Symo 5KW | Symo-Gen24-5 |  | #REF! | #REF! | 0 | 19.4 | 47.4 | 53 | 16.5 |  |  | 2-Krannich | [12 empty] | #VALUE!
B1332 | Inverters | Offgrid.Equip | Grid-Inverters | Fronius | Gen24 Symo 6KW | Symo-Gen24-6 |  | #REF! | #REF! | 0 | 28.5 | 52.9 | 59.5 | 18 |  |  | 2-Krannich | [12 empty] | #VALUE!
B1333 | Inverters | Offgrid.Equip | Grid-Inverters | Fronius | Gen24 Symo 8KW | Symo-Gen24-8 |  | #REF! | #REF! | 0 | 28.5 | 52.9 | 59.5 | 18 |  |  | 2-Krannich | [12 empty] | #VALUE!
B1334 | Inverters | Offgrid.Equip | Grid-Inverters | Fronius | Gen24 Symo 10KW | Symo-Gen24-10 |  | #REF! | #REF! | 0 | 28.5 | 52.9 | 59.5 | 18 |  |  | 2-Krannich | [12 empty] | #VALUE!
B1337 | Solar Controllers | Offgrid.Equip | Solar Controllers | Victron | SmartSolar MPPT RS 450/100-Tr | SCC145110410 |  | #REF! | #REF! | 0 | 7.9 | 32 | 4.4 | 13 |  |  | 1-Victron | [12 empty] | #VALUE!
B1338 | Solar Controllers | Offgrid.Equip | Solar Controllers | Victron | SmartSolar MPPT RS 450/200-Tr | SCC145120410 |  | #REF! | #REF! | 0 | 13.7 | 44 | 49 | 15 |  |  | 1-Victron | [12 empty] | #VALUE!
B1344 | Solar Panels | Offgrid.Equip | Solar Controllers | Trina | Solar Panel 400W Mono | TSM-DE09.08-400W |  | #REF! | #REF! | 0 | 20 | 170 | 100 | 4 |  |  | 3-Tradezone | [12 empty] | #VALUE!
B1346 | Solar Panels | Solar.Panels | Solar Modules | Clenergy | Racking Kit, 4 PV Module 30mm for Tin roof | Rack.Clen.4T30 |  | #REF! | #REF! | 0 | 8.5 | 420 | 20 | 16 |  |  | 6-Various | [12 empty] | #VALUE!
B1347 | Solar Panels | Solar.Panels | Solar Modules | ecoCool | Cable ties, clips & MC4 pack, 4 PV Module | PV.BOS.01 |  | #REF! | #REF! | 0 | 1 | 18 | 12 | 7 |  |  | 6-Various | [12 empty] | #VALUE!
K32.3000.G.100 | #N/A | Systems | K-Series | #N/A | #N/A | #N/A |  | #N/A | #N/A | #N/A | #N/A | #N/A | #N/A | #N/A |  |  | #N/A | [12 empty] | #VALUE!
K32.3000.G.150-45 | K-Series Battery Systems | Systems | K-Series | ecoCool | K32 Lithium Battery 15 KWh, 3000VA, 150/45 MPPT | K32.3000.G.150-45 |  | #REF! | #REF! | 0 | 171.72 | 88.5 | 80 | 40 |  |  | 0-ecoCool | [12 empty] | #VALUE!
K32.3000.G.50-45 | K-Series Battery Systems | Systems | K-Series | ecoCool | K32 Lithium Battery 5 KWh, 3000VA, 150/45 MPPT | K32.3000.G.50-45 |  | #REF! | #REF! | 0 | 99.72 | 88.5 | 80 | 40 |  |  | 0-ecoCool | [12 empty] | #VALUE!
K32.5000.G.100 | #N/A | Systems | K-Series | #N/A | #N/A | #N/A |  | #N/A | #N/A | #N/A | #N/A | #N/A | #N/A | #N/A |  |  | #N/A | [12 empty] | #VALUE!
K32.5000.G.150 | #N/A | Systems | K-Series | #N/A | #N/A | #N/A |  | #N/A | #N/A | #N/A | #N/A | #N/A | #N/A | #N/A |  |  | #N/A | [12 empty] | #VALUE!
K32.EXP.00 | K-Series Battery Systems | Systems | K-Series | ecoCool | K32 0KWh Expansion 3 Module Enclosure | K32.EXP.00 |  | #REF! | #REF! | 0 | 67.55 | 60 | 60 | 40 |  |  | 0-ecoCool | [12 empty] | #VALUE!
K32.EXP.100 | K-Series Battery Systems | Systems | K-Series | ecoCool | K32 10KWh Expansion 3 Module Enclosure | K32.EXP.100 |  | #REF! | #REF! | 0 | 139.55 | 60 | 60 | 40 |  |  | 0-ecoCool | [12 empty] | #VALUE!
K32.EXP.150 | K-Series Battery Systems | Systems | K-Series | ecoCool | K32 15KWh Expansion 3 Module Enclosure | K32.EXP.150 |  | #REF! | #REF! | 0 | 175.55 | 60 | 60 | 40 |  |  | 0-ecoCool | [12 empty] | #VALUE!
K32.EXP.50 | K-Series Battery Systems | Systems | K-Series | ecoCool | K32 5KWh Expansion 3 Module Enclosure | K32.EXP.50 |  | #REF! | #REF! | 0 | 103.55 | 60 | 60 | 40 |  |  | 0-ecoCool | [12 empty] | #VALUE!
K32A.2000.100 | K-Series Battery Systems | Systems | K-Series | ecoCool | K32A Lithium Battery 10 KWh, 2000VA Output | K32A.2000.100 |  | #REF! | #REF! | 0 | 123.75 | 88.5 | 80 | 40 |  |  | 0-ecoCool | [12 empty] | #VALUE!
K32A.2000.50 | K-Series Battery Systems | Systems | K-Series | ecoCool | K32A Lithium Battery 5 KWh, 2000VA Output | K32A.2000.50 |  | #REF! | #REF! | 0 | 87.75 | 88.5 | 80 | 40 |  |  | 0-ecoCool | [12 empty] | #VALUE!
K32A.3000.100 | K-Series Battery Systems | Systems | K-Series | ecoCool | K32A Lithium Battery 10KWh, 3000VA Output | K32A.3000.100 |  | #REF! | #REF! | 0 | 134.75 | 88.5 | 80 | 40 |  |  | 0-ecoCool | [12 empty] | #VALUE!
K32A.3000.150 | K-Series Battery Systems | Systems | K-Series | ecoCool | K32A Lithium Battery 15 KWh, 3000VA Output | K32A.3000.150 |  | #REF! | #REF! | 0 | 170.75 | 88.5 | 80 | 40 |  |  | 0-ecoCool | [12 empty] | #VALUE!
K32A.3000.50 | K-Series Battery Systems | Systems | K-Series | ecoCool | K32A Lithium Battery 5 KWh, 3000VA Output | K32A.3000.50 |  | #REF! | #REF! | 0 | 98.75 | 88.5 | 80 | 40 |  |  | 0-ecoCool | [12 empty] | #VALUE!
K32A.5000.100 | K-Series Battery Systems | Systems | K-Series | ecoCool | K32A Lithium Battery 10 KWh, 5000VA Output | K32A.5000.100 |  | #REF! | #REF! | 0 | 147.75 | 88.5 | 80 | 40 |  |  | 0-ecoCool | [12 empty] | #VALUE!
K32A.5000.150 | K-Series Battery Systems | Systems | K-Series | ecoCool | K32A Lithium Battery 15 KWh, 5000VA Output | K32A.5000.150 |  | #REF! | #REF! | 0 | 183.75 | 88.5 | 80 | 40 |  |  | 0-ecoCool | [12 empty] | #VALUE!
K32C.1200.29 | K-Series Battery Systems | Systems | K-Series | ecoCool | K32C AGM Battery 2.9KWh, 1200VA UPS | K32C.1200.29 |  | #REF! | #REF! | 0 | 103.35 | 60 | 60 | 30 |  |  | 0-ecoCool | [12 empty] | #VALUE!
K32C.2000.58 | K-Series Battery Systems | Systems | K-Series | ecoCool | K32C AGM Battery 5.8KWh, 2000VA UPS | K32C.2000.58 |  | #REF! | #REF! | 0 | 185.7 | 88.5 | 60 | 40 |  |  | 0-ecoCool | [12 empty] | #VALUE!
K32C.3000.58 | K-Series Battery Systems | Systems | K-Series | ecoCool | K32C AGM Battery 5.8KWh, 3000VA UPS | K32C.3000.58 |  | #REF! | #REF! | 0 | 188.2 | 88.5 | 60 | 40 |  |  | 0-ecoCool | [12 empty] | #VALUE!
K32C.5000.82 | K-Series Battery Systems | Systems | K-Series | ecoCool | K32C AGM Battery 8.2KWh, 5000VA UPS | K32C.5000.82 |  | #REF! | #REF! | 0 | 212.47 | 88.5 | 80 | 40 |  |  | 0-ecoCool | [12 empty] | #VALUE!
K32C.8000.82 | K-Series Battery Systems | Systems | K-Series | ecoCool | K32C AGM Battery 8.2KWh, 8000VA UPS | K32C.8000.82 |  | #REF! | #REF! | 0 | 223.47 | 88.5 | 80 | 40 |  |  | 0-ecoCool | [12 empty] | #VALUE!
K33.10000.G.200 | K-Series Battery Systems | Systems | K-Series | ecoCool | K33 Lithium Battery 20 KWh, 10000VA | K33.10000.G.200 |  | #REF! | #REF! | 0 | 380.22 | 212 | 630 | 630 |  |  | 0-ecoCool | [12 empty] | #VALUE!
K33.15000.G.250 | K-Series Battery Systems | Systems | K-Series | ecoCool | K33 Lithium Battery 25 KWh, 15000VA | K33.15000.G.250 |  | #REF! | #REF! | 0 | 442.22 | 212 | 630 | 630 |  |  | 0-ecoCool | [12 empty] | #VALUE!
K33.15000-3.G.250 | K-Series Battery Systems | Systems | K-Series | ecoCool | K33 Lithium Battery 25 KWh, 15000VA 3ph | K33.15000-3.G.250 |  | #REF! | #REF! | 0 | 512.22 | 212 | 630 | 630 |  |  | 0-ecoCool | [12 empty] | #VALUE!
K33.3000.G.100 | K-Series Battery Systems | Systems | K-Series | ecoCool | K33 Lithium Battery 10 KWh, 3000VA | K33.3000.G.100 |  | #REF! | #REF! | 0 | 134.75 | 88.5 | 80 | 40 |  |  | 0-ecoCool | [12 empty] | #VALUE!
K33.3000.G.120 | #N/A | Systems | K-Series | #N/A | #N/A | #N/A |  | #N/A | #N/A | #N/A | #N/A | #N/A | #N/A | #N/A |  |  | #N/A | [12 empty] | #VALUE!
K33.3000.G.50 | K-Series Battery Systems | Systems | K-Series | ecoCool | K33 Lithium Battery 5 KWh, 3000VA | K33.3000.G.50 |  | #REF! | #REF! | 0 | 98.75 | 88.5 | 80 | 40 |  |  | 0-ecoCool | [12 empty] | #VALUE!
K33.30000-3.G.300 | K-Series Battery Systems | Systems | K-Series | ecoCool | K33 Lithium Battery 30 KWh, 30000VA 3ph | K33.30000-3.G.300 |  | #REF! | #REF! | 0 | 522.22 | 212 | 830 | 630 |  |  | 0-ecoCool | [12 empty] | #VALUE!
K33.45000-3.G.500 | K-Series Battery Systems | Systems | K-Series | ecoCool | K33 Lithium Battery 50 KWh, 45000VA 3ph | K33.45000-3.G.500 |  | #REF! | #REF! | 0 | 767.22 | 212 | 1030 | 630 |  |  | 0-ecoCool | [12 empty] | #VALUE!
K33.5000.G.100 | K-Series Battery Systems | Systems | K-Series | ecoCool | K33 Lithium Battery 10 KWh, 5000VA | K33.5000.G.100 |  | #REF! | #REF! | 0 | 148 | 88.5 | 80 | 40 |  |  | 0-ecoCool | [12 empty] | #VALUE!
K33.5000.G.150 | K-Series Battery Systems | Systems | K-Series | ecoCool | K33 Lithium Battery 15 KWh, 5000VA | K33.5000.G.150 |  | #REF! | #REF! | 0 | 184 | 88.5 | 80 | 40 |  |  | 0-ecoCool | [12 empty] | #VALUE!
K33.8000.G.150 | K-Series Battery Systems | Systems | K-Series | ecoCool | K33 Lithium Battery 15 KWh, 8000VA | K33.8000.G.150 |  | #REF! | #REF! | 0 | 202.25 | 108.5 | 80 | 40 |  |  | 0-ecoCool | [12 empty] | #VALUE!
PK18.A01 | DC Bus | Offgrid.Equip | DC switchgear | ecoCool | DC Bus-enclosure 165A BMV ready | PK18.A01 |  | #REF! | #REF! | 0 | 0.848 | 30 | 22 | 10 |  |  | 0-ecoCool | [12 empty] | #VALUE!
PK18.A02 | DC Bus | Offgrid.Equip | DC switchgear | ecoCool | DC Bus-enclosure 250A BMV ready | PK18.A02 |  | #REF! | #REF! | 0 | 0.848 | 30 | 22 | 10 |  |  | 0-ecoCool | [12 empty] | #VALUE!
W0010 | Inverters | Subscriptions | Extended Warranty | SMA | Sunny Boy 1.5/2.5 extended warranty | SMA-EW-1 |  | #REF! | #REF! | 0 | 0 | 0 | 0 | 0 |  |  | 2-Krannich | [12 empty] | #VALUE!
W0011 | Inverters | Subscriptions | Extended Warranty | SMA | Sunny Boy 3kW extended warranty | SMA-EW-2 |  | #REF! | #REF! | 0 | 0 | 0 | 0 | 0 |  |  | 2-Krannich | [12 empty] | #VALUE!
W0012 | Inverters | Subscriptions | Extended Warranty | SMA | Sunny Boy 4.0kW extended warranty | SMA-EW-3 |  | #REF! | #REF! | 0 | 0 | 0 | 0 | 0 |  |  | 2-Krannich | [12 empty] | #VALUE!
W0013 | Inverters | Subscriptions | Extended Warranty | SMA | Sunny Boy 5.0kW extended warranty | SMA-EW-4 |  | #REF! | #REF! | 0 | 0 | 0 | 0 | 0 |  |  | 2-Krannich | [12 empty] | #VALUE!
.new
Note on A1: [Threaded comment] Your version of Excel allows you to read this threaded comment; however, any edits to it will get removed if the file is opened in a newer version of Excel. Learn more: https://go.microsoft.com/fwlink/?linkid=870924 Comment: Orange: Assets done; Green: Uploaded; Blue: Full Product text
Note on B1: [Threaded comment] Your version of Excel allows you to read this threaded comment; however, any edits to it will get removed if the file is opened in a newer version of Excel. Learn more: https://go.microsoft.com/fwlink/?linkid=870924 Comment: LISTS STORE PRODUCTS ONLY: identical to Products.xlsx, except pulls data from Products., or holds new store specific data, eg shipping/specials/GTIN

## SolarRegions
Postcode | Suburb | State | Latitude | Group | SolarScaleFactor
4875 | THURSDAY ISLAND | QLD | -9 | 1 | 1
4876 | BAMAGA | QLD | -10 | 1 | 1
6798 | CHRISTMAS ISLAND | WA | -10 | 1 | 1
800 | DARWIN | NT | -12 | 1 | 1
810 | WANGURI | NT | -12 | 1 | 1
812 | WULAGI | NT | -12 | 1 | 1
820 | WOOLNER | NT | -12 | 1 | 1
822 | WADEYE | NT | -12 | 1 | 1
828 | BERRIMAH | NT | -12 | 1 | 1
830 | YARRAWONGA | NT | -12 | 1 | 1
832 | ROSEBERY | NT | -12 | 1 | 1
835 | HOWARD SPRINGS | NT | -12 | 1 | 1
836 | HUMPTY DOO | NT | -12 | 1 | 1
837 | NOONAMAH | NT | -12 | 1 | 1
840 | DUNDEE BEACH | NT | -12 | 1 | 1
880 | YIRRKALA | NT | -12 | 1 | 1
886 | JABIRU | NT | -12 | 1 | 1
4874 | WEIPA | QLD | -12 | 1 | 1
6799 | WEST ISLAND COCOS (KEELING) ISLANDS | WA | -12 | 1 | 1
845 | BATCHELOR | NT | -13 | 1 | 1
846 | ADELAIDE RIVER | NT | -13 | 1 | 1
885 | ALYANGULA | NT | -13 | 1 | 1
847 | PINE CREEK | NT | -14 | 1 | 1
850 | KATHERINE | NT | -14 | 1 | 1
852 | VICTORIA RIVER DOWNS | NT | -14 | 1 | 1
853 | TINDAL RAAF | NT | -14 | 1 | 1
6743 | WARMUN | WA | -15 | 1 | 1
854 | BORROLOOLA | NT | -16 | 1 | 1
862 | WARREGO | NT | -16 | 1 | 1
4868 | WOREE | QLD | -16 | 1 | 1
4870 | WHITFIELD | QLD | -16 | 1 | 1
4873 | WONGA BEACH | QLD | -16 | 1 | 1
4878 | YORKEYS KNOB | QLD | -16 | 1 | 1
4879 | TRINITY PARK | QLD | -16 | 1 | 1
6721 | PORT HEDLAND | WA | -16 | 1 | 1
6733 | KOOLAN ISLAND | WA | -16 | 1 | 1
6740 | WYNDHAM | WA | -16 | 1 | 1
4830 | DOOMADGEE | QLD | -17 | 1 | 1
4854 | TULLY | QLD | -17 | 1 | 1
4855 | EL ARISH | QLD | -17 | 1 | 1
4856 | SILKWOOD | QLD | -17 | 1 | 1
4857 | SILKWOOD EAST | QLD | -17 | 1 | 1
4858 | MOURILYAN | QLD | -17 | 1 | 1
4859 | SOUTH JOHNSTONE | QLD | -17 | 1 | 1
4860 | SUNDOWN | QLD | -17 | 1 | 1
4861 | BARTLE FRERE | QLD | -17 | 1 | 1
4865 | GORDONVALE | QLD | -17 | 1 | 1
4869 | EDMONTON | QLD | -17 | 1 | 1
4880 | MAREEBA | QLD | -17 | 1 | 1
4882 | TOLGA | QLD | -17 | 1 | 1
4883 | ATHERTON | QLD | -17 | 1 | 1
4885 | MALANDA | QLD | -17 | 1 | 1
4886 | MILLAA MILLAA | QLD | -17 | 1 | 1
4890 | NORMANTON | QLD | -17 | 1 | 1
4891 | KARUMBA | QLD | -17 | 1 | 1
6725 | WATERBANK | WA | -17 | 1 | 1
6770 | MCBEATH | WA | -17 | 1 | 1
4816 | WOODSTOCK | QLD | -18 | 1 | 1
4850 | VICTORIA ESTATE | QLD | -18 | 1 | 1
4872 | YUNGABURRA | QLD | -18 | 1 | 1
6765 | FITZROY CROSSING | WA | -18 | 1 | 1
860 | TENNANT CREEK | NT | -19 | 2 | 1.2
4805 | QUEENS BEACH | QLD | -19 | 2 | 1.2
4806 | HOME HILL | QLD | -19 | 2 | 1.2
4808 | BRANDON | QLD | -19 | 2 | 1.2
4809 | GIRU | QLD | -19 | 2 | 1.2
4810 | TOWNSVILLE | QLD | -19 | 2 | 1.2
4811 | WULGURU | QLD | -19 | 2 | 1.2
4812 | ROSSLEA | QLD | -19 | 2 | 1.2
4813 | TOWNSVILLE MILPO | QLD | -19 | 2 | 1.2
4814 | VINCENT | QLD | -19 | 2 | 1.2
4815 | RASMUSSEN | QLD | -19 | 2 | 1.2
4817 | THURINGOWA CENTRAL | QLD | -19 | 2 | 1.2
4818 | YABULU | QLD | -19 | 2 | 1.2
4819 | PICNIC BAY | QLD | -19 | 2 | 1.2
4825 | WINSTON | QLD | -19 | 2 | 1.2
4828 | CAMOOWEAL | QLD | -19 | 2 | 1.2
4871 | YARRABAH | QLD | -19 | 2 | 1.2
6723 | GOLDSWORTHY | WA | -19 | 2 | 1.2
4798 | WAGOORA | QLD | -20 | 2 | 1.2
4799 | BLOOMSBURY | QLD | -20 | 2 | 1.2
4800 | WILSON BEACH | QLD | -20 | 2 | 1.2
4801 | HAYMAN ISLAND | QLD | -20 | 2 | 1.2
4802 | WHITSUNDAY | QLD | -20 | 2 | 1.2
4803 | HAMILTON ISLAND | QLD | -20 | 2 | 1.2
4804 | SPRINGLANDS | QLD | -20 | 2 | 1.2
4807 | CLAREDALE | QLD | -20 | 2 | 1.2
4821 | STAMFORD | QLD | -20 | 2 | 1.2
4824 | OORINDI | QLD | -20 | 2 | 1.2
6712 | BARROW ISLAND | WA | -20 | 2 | 1.2
6713 | DAMPIER | WA | -20 | 2 | 1.2
6720 | WICKHAM | WA | -20 | 2 | 1.2
6722 | SOUTH HEDLAND | WA | -20 | 2 | 1.2
6761 | SHAY GAP | WA | -20 | 2 | 1.2
4737 | SARINA RANGE | QLD | -21 | 2 | 1.2
4738 | KOUMALA | QLD | -21 | 2 | 1.2
4739 | CARMILA | QLD | -21 | 2 | 1.2
4740 | WEST MACKAY | QLD | -21 | 2 | 1.2
4741 | SOUTH MOLLE | QLD | -21 | 2 | 1.2
4742 | NEBO | QLD | -21 | 2 | 1.2
4743 | GLENDEN | QLD | -21 | 2 | 1.2
4744 | MORANBAH | QLD | -21 | 2 | 1.2
4750 | SHOAL POINT | QLD | -21 | 2 | 1.2
4751 | WALKERSTON | QLD | -21 | 2 | 1.2
4753 | MARIAN | QLD | -21 | 2 | 1.2
4754 | MIRANI | QLD | -21 | 2 | 1.2
4756 | NETHERDALE | QLD | -21 | 2 | 1.2
4757 | DALRYMPLE HEIGHTS | QLD | -21 | 2 | 1.2
4820 | RICHMOND HILL | QLD | -21 | 2 | 1.2
6711 | THEVENARD ISLAND | WA | -21 | 2 | 1.2
6714 | STOVE HILL | WA | -21 | 2 | 1.2
6716 | PANNAWONICA | WA | -21 | 2 | 1.2
6718 | ROEBOURNE | WA | -21 | 2 | 1.2
6751 | TOM PRICE | WA | -21 | 2 | 1.2
6760 | MARBLE BAR | WA | -21 | 2 | 1.2
6762 | TELFER | WA | -21 | 2 | 1.2
4703 | YEPPOON | QLD | -22 | 2 | 1.2
4705 | MARLBOROUGH | QLD | -22 | 2 | 1.2
4706 | OGMORE | QLD | -22 | 2 | 1.2
4707 | ST LAWRENCE | QLD | -22 | 2 | 1.2
4721 | CLERMONT | QLD | -22 | 2 | 1.2
4726 | ARAMAC | QLD | -22 | 2 | 1.2
4732 | MUTTABURRA | QLD | -22 | 2 | 1.2
4733 | CORFIELD | QLD | -22 | 2 | 1.2
4735 | WINTON | QLD | -22 | 2 | 1.2
4745 | DYSART | QLD | -22 | 2 | 1.2
4829 | BOULIA | QLD | -22 | 2 | 1.2
6707 | NORTH WEST CAPE | WA | -22 | 2 | 1.2
6758 | NULLAGINE | WA | -22 | 2 | 1.2
870 | ALICE SPRINGS | NT | -23 | 2 | 1.2
872 | YULARA | NT | -23 | 2 | 1.2
4680 | WEST GLADSTONE | QLD | -23 | 2 | 1.2
4694 | YARWUN | QLD | -23 | 2 | 1.2
4695 | MOUNT LARCOM | QLD | -23 | 2 | 1.2
4697 | RAGLAN | QLD | -23 | 2 | 1.2
4699 | BAJOOL | QLD | -23 | 2 | 1.2
4700 | WANDAL | QLD | -23 | 2 | 1.2
4701 | PARK AVENUE | QLD | -23 | 2 | 1.2
4702 | YARAKA | QLD | -23 | 2 | 1.2
4704 | YAAMBA | QLD | -23 | 2 | 1.2
4709 | TIERI | QLD | -23 | 2 | 1.2
4714 | MOUNT MORGAN | QLD | -23 | 2 | 1.2
4717 | BLACKWATER | QLD | -23 | 2 | 1.2
4720 | EMERALD | QLD | -23 | 2 | 1.2
4746 | MIDDLEMOUNT | QLD | -23 | 2 | 1.2
6753 | NEWMAN | WA | -23 | 2 | 1.2
6754 | WITTENOOM | WA | -23 | 1 | 1.2
4472 | BLACKALL | QLD | -24 | 2 | 1.2
4478 | TAMBO | QLD | -24 | 2 | 1.2
4670 | WATALGAN | QLD | -24 | 2 | 1.2
4674 | TAUNTON | QLD | -24 | 2 | 1.2
4676 | LOWMEAD | QLD | -24 | 2 | 1.2
4677 | SEVENTEEN SEVENTY | QLD | -24 | 2 | 1.2
4678 | RODDS BAY | QLD | -24 | 2 | 1.2
4715 | BILOELA | QLD | -24 | 2 | 1.2
4716 | THANGOOL | QLD | -24 | 2 | 1.2
4718 | MOURA | QLD | -24 | 2 | 1.2
4719 | THEODORE | QLD | -24 | 2 | 1.2
4722 | SPRINGSURE | QLD | -24 | 2 | 1.2
4724 | ALPHA | QLD | -24 | 2 | 1.2
4725 | BARCALDINE | QLD | -24 | 2 | 1.2
4731 | ISISFORD | QLD | -24 | 2 | 1.2
6710 | YANNARIE | WA | -24 | 2 | 1.2
4413 | HOPELAND | QLD | -25 | 2 | 1.2
4420 | TAROOM | QLD | -25 | 2 | 1.2
4454 | INJUNE | QLD | -25 | 2 | 1.2
4467 | MUNGALLALA | QLD | -25 | 2 | 1.2
4474 | ADAVALE | QLD | -25 | 2 | 1.2
4477 | AUGATHELLA | QLD | -25 | 2 | 1.2
4481 | WINDORAH | QLD | -25 | 2 | 1.2
4482 | BIRDSVILLE | QLD | -25 | 2 | 1.2
4580 | TIN CAN BAY | QLD | -25 | 2 | 1.2
4581 | RAINBOW BEACH | QLD | -25 | 2 | 1.2
4620 | GLENBAR | QLD | -25 | 2 | 1.2
4621 | BIGGENDEN | QLD | -25 | 2 | 1.2
4625 | GAYNDAH | QLD | -25 | 2 | 1.2
4626 | MUNDUBBERA | QLD | -25 | 2 | 1.2
4627 | EIDSVOLD | QLD | -25 | 2 | 1.2
4630 | MULGILDIE | QLD | -25 | 2 | 1.2
4650 | TUAN FOREST | QLD | -25 | 2 | 1.2
4655 | WONDUNNA | QLD | -25 | 2 | 1.2
4659 | HOWARD | QLD | -25 | 2 | 1.2
4660 | WOODGATE | QLD | -25 | 2 | 1.2
4671 | WALLAVILLE | QLD | -25 | 2 | 1.2
4736 | JUNDAH | QLD | -25 | 2 | 1.2
6705 | WEST LYONS RIVER | WA | -25 | 2 | 1.2
4408 | COORANGA NORTH | QLD | -26 | 2 | 1.2
4410 | JANDOWAE | QLD | -26 | 2 | 1.2
4411 | WARRA | QLD | -26 | 2 | 1.2
4412 | BRIGALOW | QLD | -26 | 2 | 1.2
4415 | MILES | QLD | -26 | 2 | 1.2
4416 | CONDAMINE | QLD | -26 | 2 | 1.2
4418 | GULUGUBA | QLD | -26 | 2 | 1.2
4419 | WANDOAN | QLD | -26 | 2 | 1.2
4424 | DRILLHAM | QLD | -26 | 2 | 1.2
4425 | DULACCA | QLD | -26 | 2 | 1.2
4426 | JACKSON | QLD | -26 | 2 | 1.2
4427 | YULEBA | QLD | -26 | 2 | 1.2
4428 | WALLUMBILLA | QLD | -26 | 2 | 1.2
4455 | ROMA | QLD | -26 | 2 | 1.2
4461 | MUCKADILLA | QLD | -26 | 2 | 1.2
4462 | AMBY | QLD | -26 | 2 | 1.2
4465 | MITCHELL | QLD | -26 | 2 | 1.2
4468 | MORVEN | QLD | -26 | 2 | 1.2
4470 | CHARLEVILLE | QLD | -26 | 2 | 1.2
4475 | CHEEPIE | QLD | -26 | 2 | 1.2
4479 | COOLADDI | QLD | -26 | 2 | 1.2
4480 | QUILPIE | QLD | -26 | 2 | 1.2
4507 | WOORIM | QLD | -26 | 2 | 1.2
4514 | WOODFORD | QLD | -26 | 2 | 1.2
4515 | KILCOY | QLD | -26 | 2 | 1.2
4517 | BEERBURRUM | QLD | -26 | 2 | 1.2
4518 | GLASS HOUSE MOUNTAINS | QLD | -26 | 2 | 1.2
4519 | BEERWAH | QLD | -26 | 2 | 1.2
4550 | LANDSBOROUGH | QLD | -26 | 2 | 1.2
4551 | SHELLY BEACH | QLD | -26 | 2 | 1.2
4552 | MALENY | QLD | -26 | 2 | 1.2
4553 | PALMVIEW | QLD | -26 | 2 | 1.2
4554 | ILKLEY | QLD | -26 | 2 | 1.2
4555 | PALMWOODS | QLD | -26 | 2 | 1.2
4556 | TANAWHA | QLD | -26 | 2 | 1.2
4557 | MOUNTAIN CREEK | QLD | -26 | 2 | 1.2
4558 | SUNSHINE PLAZA | QLD | -26 | 2 | 1.2
4559 | WOOMBYE | QLD | -26 | 2 | 1.2
4560 | PERWILLOWEN | QLD | -26 | 2 | 1.2
4561 | YANDINA | QLD | -26 | 2 | 1.2
4562 | EUMUNDI | QLD | -26 | 2 | 1.2
4563 | TINBEERWAH | QLD | -26 | 2 | 1.2
4564 | PACIFIC PARADISE | QLD | -26 | 2 | 1.2
4565 | TEWANTIN | QLD | -26 | 2 | 1.2
4566 | NOOSAVILLE | QLD | -26 | 2 | 1.2
4567 | SUNSHINE BEACH | QLD | -26 | 2 | 1.2
4568 | POMONA | QLD | -26 | 2 | 1.2
4570 | WOOLOOGA | QLD | -26 | 2 | 1.2
4572 | ALEXANDRA HEADLAND | QLD | -26 | 2 | 1.2
4573 | YAROOMBA | QLD | -26 | 2 | 1.2
4574 | KENILWORTH | QLD | -26 | 2 | 1.2
4575 | WURTULLA | QLD | -26 | 2 | 1.2
4600 | KILKIVAN | QLD | -26 | 2 | 1.2
4601 | TANSEY | QLD | -26 | 2 | 1.2
4605 | MURGON | QLD | -26 | 2 | 1.2
4606 | WONDAI | QLD | -26 | 2 | 1.2
4608 | WOOROOLIN | QLD | -26 | 2 | 1.2
4610 | WATTLE GROVE | QLD | -26 | 2 | 1.2
4612 | HIVESVILLE | QLD | -26 | 2 | 1.2
4613 | PROSTON | QLD | -26 | 2 | 1.2
4614 | YARRAMAN | QLD | -26 | 2 | 1.2
4615 | TARONG | QLD | -26 | 2 | 1.2
6537 | DENHAM | WA | -26 | 2 | 1.2
6640 | REEDY | WA | -26 | 2 | 1.2
6642 | PEAK HILL | WA | -26 | 2 | 1.2
6701 | YANDOO CREEK | WA | -26 | 2 | 1.2
4000 | SPRING HILL | QLD | -27 | 3 | 1.4
4005 | TENERIFFE | QLD | -27 | 3 | 1.4
4006 | NEWSTEAD | QLD | -27 | 3 | 1.4
4007 | WHINSTANES | QLD | -27 | 3 | 1.4
4008 | PINKENBA | QLD | -27 | 3 | 1.4
4009 | EAGLE FARM | QLD | -27 | 3 | 1.4
4010 | BREAKFAST CREEK | QLD | -27 | 3 | 1.4
4011 | HENDRA | QLD | -27 | 3 | 1.4
4012 | WAVELL HEIGHTS NORTH | QLD | -27 | 3 | 1.4
4013 | NORTHGATE | QLD | -27 | 3 | 1.4
4014 | VIRGINIA | QLD | -27 | 3 | 1.4
4017 | SHORNCLIFFE | QLD | -27 | 3 | 1.4
4019 | WOODY POINT | QLD | -27 | 3 | 1.4
4020 | SCARBOROUGH | QLD | -27 | 3 | 1.4
4021 | KIPPA-RING | QLD | -27 | 3 | 1.4
4022 | ROTHWELL | QLD | -27 | 3 | 1.4
4025 | TANGALOOMA | QLD | -27 | 3 | 1.4
4029 | ROYAL BRISBANE HOSPITAL | QLD | -27 | 3 | 1.4
4030 | WOOLOOWIN | QLD | -27 | 3 | 1.4
4031 | KEDRON | QLD | -27 | 3 | 1.4
4032 | CRAIGSLEA | QLD | -27 | 3 | 1.4
4034 | ZILLMERE | QLD | -27 | 3 | 1.4
4035 | BRIDGEMAN DOWNS | QLD | -27 | 3 | 1.4
4036 | BALD HILLS | QLD | -27 | 3 | 1.4
4037 | EATONS HILL | QLD | -27 | 3 | 1.4
4051 | WILSTON | QLD | -27 | 3 | 1.4
4053 | STAFFORD HEIGHTS | QLD | -27 | 3 | 1.4
4054 | KEPERRA | QLD | -27 | 3 | 1.4
4055 | UPPER KEDRON | QLD | -27 | 3 | 1.4
4059 | RED HILL | QLD | -27 | 3 | 1.4
4060 | ST JOHNS WOOD | QLD | -27 | 3 | 1.4
4061 | THE GAP | QLD | -27 | 3 | 1.4
4064 | ROSALIE | QLD | -27 | 3 | 1.4
4065 | RAINWORTH | QLD | -27 | 3 | 1.4
4066 | TORWOOD | QLD | -27 | 3 | 1.4
4067 | ST LUCIA | QLD | -27 | 3 | 1.4
4068 | TARINGA | QLD | -27 | 3 | 1.4
4069 | UPPER BROOKFIELD | QLD | -27 | 3 | 1.4
4070 | MOGGILL | QLD | -27 | 3 | 1.4
4073 | SINNAMON PARK | QLD | -27 | 3 | 1.4
4074 | WESTLAKE | QLD | -27 | 3 | 1.4
4075 | SHERWOOD | QLD | -27 | 3 | 1.4
4076 | WACOL | QLD | -27 | 3 | 1.4
4077 | RICHLANDS | QLD | -27 | 3 | 1.4
4101 | SOUTH BRISBANE | QLD | -27 | 3 | 1.4
4102 | WOOLLOONGABBA | QLD | -27 | 3 | 1.4
4103 | FAIRFIELD | QLD | -27 | 3 | 1.4
4104 | YERONGA | QLD | -27 | 3 | 1.4
4105 | YEERONGPILLY | QLD | -27 | 3 | 1.4
4106 | ROCKLEA | QLD | -27 | 3 | 1.4
4107 | SALISBURY | QLD | -27 | 3 | 1.4
4108 | COOPERS PLAINS | QLD | -27 | 3 | 1.4
4109 | SUNNYBANK HILLS | QLD | -27 | 3 | 1.4
4110 | WILLAWONG | QLD | -27 | 3 | 1.4
4111 | NATHAN | QLD | -27 | 3 | 1.4
4112 | KURABY | QLD | -27 | 3 | 1.4
4113 | RUNCORN | QLD | -27 | 3 | 1.4
4114 | WOODRIDGE | QLD | -27 | 3 | 1.4
4115 | PARKINSON | QLD | -27 | 3 | 1.4
4116 | STRETTON | QLD | -27 | 3 | 1.4
4117 | KARAWATHA | QLD | -27 | 3 | 1.4
4118 | REGENTS PARK | QLD | -27 | 3 | 1.4
4119 | UNDERWOOD | QLD | -27 | 3 | 1.4
4120 | STONES CORNER | QLD | -27 | 3 | 1.4
4121 | WELLERS HILL | QLD | -27 | 3 | 1.4
4122 | WISHART | QLD | -27 | 3 | 1.4
4123 | ROCHEDALE SOUTH | QLD | -27 | 3 | 1.4
4124 | GREENBANK | QLD | -27 | 3 | 1.4
4125 | PARK RIDGE | QLD | -27 | 3 | 1.4
4127 | SPRINGWOOD | QLD | -27 | 3 | 1.4
4128 | TANAH MERAH | QLD | -27 | 3 | 1.4
4129 | LOGANHOLME | QLD | -27 | 3 | 1.4
4130 | CORNUBIA | QLD | -27 | 3 | 1.4
4131 | MEADOWBROOK | QLD | -27 | 3 | 1.4
4132 | MARSDEN | QLD | -27 | 3 | 1.4
4133 | WATERFORD WEST | QLD | -27 | 3 | 1.4
4151 | COORPAROO | QLD | -27 | 3 | 1.4
4152 | CARINDALE | QLD | -27 | 3 | 1.4
4153 | BELMONT | QLD | -27 | 3 | 1.4
4154 | WAKERLEY | QLD | -27 | 3 | 1.4
4155 | CHANDLER | QLD | -27 | 3 | 1.4
4156 | BURBANK | QLD | -27 | 3 | 1.4
4157 | SHELDON | QLD | -27 | 3 | 1.4
4158 | THORNESIDE | QLD | -27 | 3 | 1.4
4159 | BIRKDALE | QLD | -27 | 3 | 1.4
4160 | WELLINGTON POINT | QLD | -27 | 3 | 1.4
4161 | BURWOOD HEIGHTS | QLD | -27 | 3 | 1.4
4163 | RABY BAY | QLD | -27 | 3 | 1.4
4164 | THORNLANDS | QLD | -27 | 3 | 1.4
4165 | VICTORIA POINT | QLD | -27 | 1 | 1.4
4169 | KANGAROO POINT | QLD | -27 | 3 | 1.4
4170 | SEVEN HILLS | QLD | -27 | 3 | 1.4
4171 | HAWTHORNE | QLD | -27 | 3 | 1.4
4172 | MURARRIE | QLD | -27 | 3 | 1.4
4173 | TINGALPA DC | QLD | -27 | 3 | 1.4
4174 | HEMMANT | QLD | -27 | 3 | 1.4
4178 | WYNNUM WEST | QLD | -27 | 3 | 1.4
4179 | MANLY WEST | QLD | -27 | 3 | 1.4
4183 | POINT LOOKOUT | QLD | -27 | 3 | 1.4
4184 | RUSSELL ISLAND | QLD | -27 | 3 | 1.4
4205 | BETHANIA | QLD | -27 | 3 | 1.4
4207 | YATALA | QLD | -27 | 3 | 1.4
4208 | ORMEAU | QLD | -27 | 3 | 1.4
4209 | WILLOW VALE | QLD | -27 | 3 | 1.4
4210 | WONGAWALLAN | QLD | -27 | 3 | 1.4
4211 | PACIFIC PINES | QLD | -27 | 3 | 1.4
4212 | SANTA BARBARA | QLD | -27 | 3 | 1.4
4214 | PARKWOOD | QLD | -27 | 3 | 1.4
4215 | SOUTHPORT | QLD | -27 | 3 | 1.4
4216 | SOVEREIGN ISLANDS | QLD | -27 | 3 | 1.4
4217 | THE SPIT | QLD | -27 | 3 | 1.4
4270 | TAMBORINE VILLAGE | QLD | -27 | 3 | 1.4
4271 | EAGLE HEIGHTS | QLD | -27 | 3 | 1.4
4272 | NORTH TAMBORINE | QLD | -27 | 3 | 1.4
4280 | MACLEAN | QLD | -27 | 3 | 1.4
4285 | KOORALBYN | QLD | -27 | 3 | 1.4
4300 | SPRINGFIELD LAKES | QLD | -27 | 3 | 1.4
4301 | REDBANK PLAINS | QLD | -27 | 3 | 1.4
4303 | NEW CHUM | QLD | -27 | 3 | 1.4
4304 | SILKSTONE | QLD | -27 | 3 | 1.4
4305 | YAMANTO | QLD | -27 | 3 | 1.4
4306 | WILLOWBANK | QLD | -27 | 3 | 1.4
4307 | HARRISVILLE | QLD | -27 | 3 | 1.4
4309 | WASHPOOL | QLD | -27 | 3 | 1.4
4310 | ROADVALE | QLD | -27 | 3 | 1.4
4311 | WIVENHOE HILL | QLD | -27 | 3 | 1.4
4312 | SOMERSET DAM | QLD | -27 | 3 | 1.4
4313 | YIMBUN | QLD | -27 | 3 | 1.4
4340 | MOUNT WALKER WEST | QLD | -27 | 3 | 1.4
4341 | TOWNSON | QLD | -27 | 3 | 1.4
4343 | WOODLANDS | QLD | -27 | 3 | 1.4
4344 | UPPER FLAGSTONE | QLD | -27 | 3 | 1.4
4346 | MARBURG | QLD | -27 | 3 | 1.4
4347 | WINWILL | QLD | -27 | 3 | 1.4
4354 | GOOMBUNGEE | QLD | -27 | 3 | 1.4
4355 | PIERCE CREEK | QLD | -27 | 3 | 1.4
4356 | YARRANLEA | QLD | -27 | 3 | 1.4
4358 | CAMBOOYA | QLD | -27 | 3 | 1.4
4359 | WEST HALDON | QLD | -27 | 3 | 1.4
4360 | NOBBY | QLD | -27 | 3 | 1.4
4361 | CLIFTON | QLD | -27 | 3 | 1.4
4401 | OAKEY | QLD | -27 | 3 | 1.4
4405 | DALBY | QLD | -27 | 3 | 1.4
4406 | THE GUMS | QLD | -27 | 3 | 1.4
4407 | CECIL PLAINS | QLD | -27 | 3 | 1.4
4417 | SURAT | QLD | -27 | 3 | 1.4
4421 | TARA | QLD | -27 | 3 | 1.4
4422 | MEANDARRA | QLD | -27 | 3 | 1.4
4423 | GLENMORGAN | QLD | -27 | 3 | 1.4
4471 | CLAVERTON | QLD | -27 | 3 | 1.4
4487 | ST GEORGE | QLD | -27 | 3 | 1.4
4488 | BOLLON | QLD | -27 | 3 | 1.4
4489 | WYANDRA | QLD | -27 | 3 | 1.4
4500 | WARNER | QLD | -27 | 3 | 1.4
4501 | LAWNTON | QLD | -27 | 3 | 1.4
4502 | PETRIE | QLD | -27 | 3 | 1.4
4503 | WHITESIDE | QLD | -27 | 3 | 1.4
4504 | NARANGBA | QLD | -27 | 3 | 1.4
4505 | BURPENGARY | QLD | -27 | 3 | 1.4
4506 | MORAYFIELD | QLD | -27 | 3 | 1.4
4508 | DECEPTION BAY | QLD | -27 | 3 | 1.4
4510 | TOORBUL | QLD | -27 | 3 | 1.4
4511 | TOORBUL POINT | QLD | -27 | 3 | 1.4
4512 | WAMURAN | QLD | -27 | 3 | 1.4
4516 | ELIMBAH | QLD | -27 | 3 | 1.4
4520 | YUGAR | QLD | -27 | 3 | 1.4
4521 | OCEAN VIEW | QLD | -27 | 3 | 1.4
5724 | MINTABIE | SA | -27 | 3 | 1.4
5734 | OODNADATTA | SA | -27 | 3 | 1.4
6437 | LEINSTER | WA | -27 | 3 | 1.4
6535 | YALLABATHARRA | WA | -27 | 3 | 1.4
6536 | ZUYTDORP | WA | -27 | 3 | 1.4
6639 | SANDSTONE | WA | -27 | 3 | 1.4
6646 | WILUNA | WA | -27 | 3 | 1.4
2405 | GARAH | NSW | -28 | 3 | 1.4
2409 | BOGGABILLA | NSW | -28 | 3 | 1.4
2410 | YETMAN | NSW | -28 | 3 | 1.4
2471 | TATHAM | NSW | -28 | 3 | 1.4
2474 | WIANGAREE | NSW | -28 | 3 | 1.4
2475 | URBENVILLE | NSW | -28 | 3 | 1.4
2476 | WOODENBONG | NSW | -28 | 3 | 1.4
2478 | TINTENBAR | NSW | -28 | 3 | 1.4
2479 | NASHUA | NSW | -28 | 3 | 1.4
2480 | WYRALLAH | NSW | -28 | 3 | 1.4
2481 | TYAGARAH | NSW | -28 | 3 | 1.4
2482 | MULLUMBIMBY | NSW | -28 | 3 | 1.4
2483 | YELGUN | NSW | -28 | 3 | 1.4
2484 | UKI | NSW | -28 | 3 | 1.4
2485 | TWEED HEADS WEST | NSW | -28 | 3 | 1.4
2486 | TWEED HEADS SOUTH DC | NSW | -28 | 3 | 1.4
2487 | STOTTS CREEK | NSW | -28 | 3 | 1.4
2488 | CABARITA BEACH | NSW | -28 | 3 | 1.4
2489 | POTTSVILLE BEACH | NSW | -28 | 3 | 1.4
2490 | TUMBULGUM | NSW | -28 | 3 | 1.4
4213 | WORONGARY | QLD | -28 | 3 | 1.4
4218 | RIO VISTA | QLD | -28 | 3 | 1.4
4219 | WEST BURLEIGH | QLD | -28 | 3 | 1.4
4220 | MIAMI | QLD | -28 | 3 | 1.4
4221 | PALM BEACH | QLD | -28 | 3 | 1.4
4223 | CURRUMBIN WATERS | QLD | -28 | 3 | 1.4
4224 | TUGUN | QLD | -28 | 3 | 1.4
4225 | RAINBOW BAY | QLD | -28 | 3 | 1.4
4226 | ROBINA | QLD | -28 | 3 | 1.4
4227 | STEPHENS | QLD | -28 | 3 | 1.4
4228 | TALLEBUDGERA VALLEY | QLD | -28 | 3 | 1.4
4229 | BOND UNIVERSITY | QLD | -28 | 3 | 1.4
4275 | WONGLEPONG | QLD | -28 | 3 | 1.4
4287 | RATHDOWNEY | QLD | -28 | 3 | 1.4
4357 | MILLMERRAN | QLD | -28 | 3 | 1.4
4362 | GOOMBURRA | QLD | -28 | 3 | 1.4
4370 | WARWICK | QLD | -28 | 3 | 1.4
4373 | KILLARNEY | QLD | -28 | 3 | 1.4
4374 | DALVEEN | QLD | -28 | 3 | 1.4
4375 | COTTONVALE | QLD | -28 | 3 | 1.4
4377 | THE SUMMIT | QLD | -28 | 3 | 1.4
4380 | STANTHORPE | QLD | -28 | 3 | 1.4
4381 | GLEN APLIN | QLD | -28 | 3 | 1.4
4382 | BALLANDEAN | QLD | -28 | 3 | 1.4
4383 | WALLANGARRA | QLD | -28 | 3 | 1.4
4387 | INGLEWOOD | QLD | -28 | 3 | 1.4
4388 | YELARBON | QLD | -28 | 3 | 1.4
4390 | GOONDIWINDI | QLD | -28 | 3 | 1.4
4486 | HEBEL | QLD | -28 | 3 | 1.4
4490 | YOWAH | QLD | -28 | 3 | 1.4
4491 | EULO | QLD | -28 | 3 | 1.4
4493 | HUNGERFORD | QLD | -28 | 3 | 1.4
4494 | BUNGUNYA | QLD | -28 | 3 | 1.4
4496 | TALWOOD | QLD | -28 | 3 | 1.4
4497 | THALLON | QLD | -28 | 3 | 1.4
4498 | TOOBEAH | QLD | -28 | 3 | 1.4
5731 | LYNDHURST | SA | -28 | 3 | 1.4
6440 | NEALE | WA | -28 | 3 | 1.4
6530 | WOORREE | WA | -28 | 3 | 1.4
6532 | YUNA | WA | -28 | 3 | 1.4
6630 | MULLEWA | WA | -28 | 3 | 1.4
6635 | YALGOO | WA | -28 | 3 | 1.4
6638 | PAYNESVILLE | WA | -28 | 3 | 1.4
1363 | MOORE PARK | NSW | -29 | 3 | 1.4
2360 | WALLANGRA | NSW | -29 | 3 | 1.4
2361 | BONSHAW | NSW | -29 | 3 | 1.4
2370 | SWAN VALE | NSW | -29 | 3 | 1.4
2371 | TORRINGTON | NSW | -29 | 3 | 1.4
2372 | WYLIE CREEK | NSW | -29 | 3 | 1.4
2387 | ROWENA | NSW | -29 | 3 | 1.4
2397 | BELLATA | NSW | -29 | 3 | 1.4
2398 | GURLEY | NSW | -29 | 3 | 1.4
2399 | PALLAMALLAWA | NSW | -29 | 3 | 1.4
2400 | TERRY HIE HIE | NSW | -29 | 3 | 1.4
2401 | GRAVESEND | NSW | -29 | 3 | 1.4
2402 | WARIALDA | NSW | -29 | 3 | 1.4
2403 | KOLOONA | NSW | -29 | 3 | 1.4
2404 | DINOGA | NSW | -29 | 3 | 1.4
2406 | MUNGINDI | NSW | -29 | 3 | 1.4
2408 | NORTH STAR | NSW | -29 | 3 | 1.4
2411 | CROPPA CREEK | NSW | -29 | 3 | 1.4
2460 | WINEGROVE | NSW | -29 | 3 | 1.4
2462 | WOOLI | NSW | -29 | 3 | 1.4
2463 | TULLYMORGAN | NSW | -29 | 3 | 1.4
2464 | YAMBA | NSW | -29 | 3 | 1.4
2469 | MUMMULGUM | NSW | -29 | 3 | 1.4
2470 | WOODVIEW | NSW | -29 | 3 | 1.4
2472 | WOODBURN | NSW | -29 | 3 | 1.4
2473 | EVANS HEAD | NSW | -29 | 3 | 1.4
2477 | WOLLONGBAR | NSW | -29 | 3 | 1.4
2833 | POKATAROO | NSW | -29 | 3 | 1.4
2834 | LIGHTNING RIDGE | NSW | -29 | 3 | 1.4
2839 | WEILMORINGLE | NSW | -29 | 3 | 1.4
2840 | YANTABULLA | NSW | -29 | 3 | 1.4
2899 | NORFOLK ISLAND | NSW | -29 | 3 | 1.4
4385 | TEXAS | QLD | -29 | 3 | 1.4
4492 | THARGOMINDAH | QLD | -29 | 3 | 1.4
5710 | TARCOOLA | SA | -29 | 3 | 1.4
5723 | COOBER PEDY | SA | -29 | 3 | 1.4
5733 | MARREE | SA | -29 | 3 | 1.4
6436 | ULARRING | WA | -29 | 3 | 1.4
6438 | TEUTONIC | WA | -29 | 3 | 1.4
6514 | LEEMAN | WA | -29 | 3 | 1.4
6517 | CARNAMAH | WA | -29 | 3 | 1.4
6518 | WARRADARGE | WA | -29 | 3 | 1.4
6519 | WOMARDEN | WA | -29 | 3 | 1.4
6522 | YARRAGADEE | WA | -29 | 3 | 1.4
6525 | DONGARA | WA | -29 | 3 | 1.4
6616 | LATHAM | WA | -29 | 3 | 1.4
6623 | PINTHARUKA | WA | -29 | 3 | 1.4
2345 | GARTHOWEN | NSW | -30 | 1 | 1.4
2346 | MANILLA | NSW | -30 | 3 | 1.4
2347 | UPPER HORTON | NSW | -30 | 3 | 1.4
2350 | WOLLOMOMBI | NSW | -30 | 3 | 1.4
2351 | UNIVERSITY OF NEW ENGLAND | NSW | -30 | 3 | 1.4
2352 | LIMBRI | NSW | -30 | 3 | 1.4
2353 | MOONBI | NSW | -30 | 3 | 1.4
2354 | WOOLBROOK | NSW | -30 | 3 | 1.4
2355 | WATSONS CREEK | NSW | -30 | 3 | 1.4
2358 | URALLA | NSW | -30 | 3 | 1.4
2359 | BUNDARRA | NSW | -30 | 3 | 1.4
2386 | BURREN JUNCTION | NSW | -30 | 3 | 1.4
2388 | WEE WAA | NSW | -30 | 3 | 1.4
2390 | TURRAWAN | NSW | -30 | 3 | 1.4
2431 | SOUTH WEST ROCKS | NSW | -30 | 3 | 1.4
2447 | WARRELL CREEK | NSW | -30 | 3 | 1.4
2448 | VALLA BEACH | NSW | -30 | 3 | 1.4
2449 | MISSABOTTI | NSW | -30 | 3 | 1.4
2450 | UPPER ORARA | NSW | -30 | 3 | 1.4
2452 | TOORMINA | NSW | -30 | 3 | 1.4
2453 | TYRINGHAM | NSW | -30 | 3 | 1.4
2454 | THORA | NSW | -30 | 3 | 1.4
2455 | URUNGA | NSW | -30 | 3 | 1.4
2456 | WOOLGOOLGA | NSW | -30 | 3 | 1.4
2832 | WALGETT | NSW | -30 | 3 | 1.4
2836 | WILCANNIA | NSW | -30 | 3 | 1.4
5722 | ANDAMOOKA | SA | -30 | 3 | 1.4
5725 | ROXBY DOWNS | SA | -30 | 3 | 1.4
5732 | COPLEY | SA | -30 | 3 | 1.4
6426 | YELLOWDINE | WA | -30 | 3 | 1.4
6427 | KOOLYANOBBING | WA | -30 | 3 | 1.4
6429 | WALLAROO | WA | -30 | 3 | 1.4
6430 | YILKARI | WA | -30 | 3 | 1.4
6431 | TRAFALGAR | WA | -30 | 3 | 1.4
6432 | VICTORY HEIGHTS | WA | -30 | 3 | 1.4
6434 | ZANTHUS | WA | -30 | 3 | 1.4
6465 | MANMANNING | WA | -30 | 3 | 1.4
6466 | CADOUX | WA | -30 | 3 | 1.4
6467 | BURAKIN | WA | -30 | 3 | 1.4
6468 | PETRUDOR | WA | -30 | 3 | 1.4
6472 | REMLAP | WA | -30 | 3 | 1.4
6473 | WIALKI | WA | -30 | 3 | 1.4
6475 | NEWCARLBEON | WA | -30 | 3 | 1.4
6476 | GABBIN | WA | -30 | 3 | 1.4
6477 | BENCUBBIN | WA | -30 | 3 | 1.4
6484 | LAKE DEBORAH | WA | -30 | 3 | 1.4
6507 | DANDARAGAN | WA | -30 | 3 | 1.4
6509 | YARAWINDAH | WA | -30 | 3 | 1.4
6510 | ROUND HILL | WA | -30 | 3 | 1.4
6511 | CERVANTES | WA | -30 | 3 | 1.4
6512 | COOMBERDALE | WA | -30 | 3 | 1.4
6513 | WATHEROO | WA | -30 | 3 | 1.4
6515 | COOROW | WA | -30 | 3 | 1.4
6516 | JURIEN BAY | WA | -30 | 3 | 1.4
6521 | BADGINGARRA | WA | -30 | 3 | 1.4
6571 | YERECOIN | WA | -30 | 3 | 1.4
6572 | PIAWANING | WA | -30 | 3 | 1.4
6574 | BINDI BINDI | WA | -30 | 3 | 1.4
6575 | MILING | WA | -30 | 3 | 1.4
6603 | WONGAN HILLS | WA | -30 | 3 | 1.4
6605 | KONDUT | WA | -30 | 3 | 1.4
6606 | BALLIDU | WA | -30 | 3 | 1.4
6608 | PITHARA | WA | -30 | 3 | 1.4
6609 | XANTIPPE | WA | -30 | 3 | 1.4
6612 | WUBIN | WA | -30 | 3 | 1.4
6613 | BUNTINE | WA | -30 | 3 | 1.4
2337 | WOOLOOMA | NSW | -31 | 3 | 1.4
2338 | MURRURUNDI | NSW | -31 | 3 | 1.4
2339 | WILLOW TREE | NSW | -31 | 3 | 1.4
2340 | WOOLOMIN | NSW | -31 | 3 | 1.4
2341 | WERRIS CREEK | NSW | -31 | 3 | 1.4
2342 | CURRABUBULA | NSW | -31 | 3 | 1.4
2343 | WALLABADAH | NSW | -31 | 3 | 1.4
2344 | DURI | NSW | -31 | 3 | 1.4
2357 | ULAMAMBRI | NSW | -31 | 3 | 1.4
2379 | MULLALEY | NSW | -31 | 3 | 1.4
2380 | ORANGE GROVE | NSW | -31 | 3 | 1.4
2395 | WEETALIBA | NSW | -31 | 3 | 1.4
2396 | KENEBRI | NSW | -31 | 3 | 1.4
2420 | WALLAROBBA | NSW | -31 | 3 | 1.4
2422 | WARDS RIVER | NSW | -31 | 3 | 1.4
2424 | NUMBER ONE | NSW | -31 | 3 | 1.4
2426 | LANGLEY VALE | NSW | -31 | 3 | 1.4
2427 | HARRINGTON | NSW | -31 | 3 | 1.4
2429 | WINGHAM | NSW | -31 | 3 | 1.4
2439 | LORNE | NSW | -31 | 3 | 1.4
2440 | WILLAWARRIN | NSW | -31 | 3 | 1.4
2443 | WEST HAVEN | NSW | -31 | 3 | 1.4
2444 | PORT MACQUARIE | NSW | -31 | 3 | 1.4
2445 | LAKE CATHIE | NSW | -31 | 3 | 1.4
2446 | WAUCHOPE | NSW | -31 | 3 | 1.4
2824 | WARREN | NSW | -31 | 3 | 1.4
2825 | NYNGAN | NSW | -31 | 3 | 1.4
2827 | GILGANDRA | NSW | -31 | 3 | 1.4
2828 | WARRUMBUNGLE | NSW | -31 | 3 | 1.4
2829 | COONAMBLE | NSW | -31 | 3 | 1.4
2835 | COBAR | NSW | -31 | 3 | 1.4
2842 | NEW MOLLYAN | NSW | -31 | 3 | 1.4
2843 | COOLAH | NSW | -31 | 3 | 1.4
2880 | TIBOOBURRA | NSW | -31 | 3 | 1.4
2898 | LORD HOWE ISLAND | NSW | -31 | 3 | 1.4
5434 | HAWKER | SA | -31 | 3 | 1.4
5720 | WOOMERA | SA | -31 | 3 | 1.4
5730 | PARACHILNA | SA | -31 | 3 | 1.4
6000 | PERTH | WA | -31 | 3 | 1.4
6004 | EAST PERTH | WA | -31 | 3 | 1.4
6005 | WEST PERTH | WA | -31 | 3 | 1.4
6006 | NORTH PERTH | WA | -31 | 3 | 1.4
6007 | WEST LEEDERVILLE | WA | -31 | 3 | 1.4
6008 | SUBIACO | WA | -31 | 3 | 1.4
6009 | NEDLANDS | WA | -31 | 3 | 1.4
6010 | SWANBOURNE | WA | -31 | 3 | 1.4
6014 | WEMBLEY | WA | -31 | 3 | 1.4
6015 | CITY BEACH | WA | -31 | 3 | 1.4
6016 | MOUNT HAWTHORN | WA | -31 | 3 | 1.4
6017 | OSBORNE PARK | WA | -31 | 3 | 1.4
6018 | WOODLANDS | WA | -31 | 3 | 1.4
6019 | WEMBLEY DOWNS | WA | -31 | 3 | 1.4
6020 | WATERMAN | WA | -31 | 3 | 1.4
6021 | STIRLING | WA | -31 | 3 | 1.4
6022 | HAMERSLEY | WA | -31 | 3 | 1.4
6023 | DUNCRAIG | WA | -31 | 3 | 1.4
6024 | WARWICK | WA | -31 | 3 | 1.4
6025 | PADBURY | WA | -31 | 3 | 1.4
6026 | WOODVALE | WA | -31 | 3 | 1.4
6027 | OCEAN REEF | WA | -31 | 3 | 1.4
6028 | KINROSS | WA | -31 | 3 | 1.4
6029 | TRIGG | WA | -31 | 3 | 1.4
6030 | TAMALA PARK | WA | -31 | 3 | 1.4
6031 | NEERABUP | WA | -31 | 3 | 1.4
6032 | NOWERGUP | WA | -31 | 3 | 1.4
6033 | CARABOODA | WA | -31 | 3 | 1.4
6035 | YANCHEP | WA | -31 | 3 | 1.4
6037 | TWO ROCKS | WA | -31 | 3 | 1.4
6041 | WOODRIDGE | WA | -31 | 3 | 1.4
6042 | SEABIRD | WA | -31 | 3 | 1.4
6043 | LEDGE POINT | WA | -31 | 3 | 1.4
6044 | NILGEN | WA | -31 | 3 | 1.4
6050 | MOUNT LAWLEY | WA | -31 | 3 | 1.4
6051 | MAYLANDS | WA | -31 | 3 | 1.4
6052 | INGLEWOOD | WA | -31 | 3 | 1.4
6053 | BAYSWATER | WA | -31 | 3 | 1.4
6054 | LOCKRIDGE | WA | -31 | 3 | 1.4
6055 | WEST SWAN | WA | -31 | 3 | 1.4
6056 | WOODBRIDGE | WA | -31 | 3 | 1.4
6057 | MAIDA VALE | WA | -31 | 3 | 1.4
6058 | FORRESTFIELD | WA | -31 | 3 | 1.4
6060 | YOKINE | WA | -31 | 3 | 1.4
6061 | WESTMINSTER | WA | -31 | 3 | 1.4
6062 | NORANDA | WA | -31 | 3 | 1.4
6063 | BEECHBORO | WA | -31 | 3 | 1.4
6064 | MARANGAROO | WA | -31 | 3 | 1.4
6065 | WANNEROO | WA | -31 | 3 | 1.4
6067 | CULLACABARDEE | WA | -31 | 3 | 1.4
6068 | WHITEMAN | WA | -31 | 3 | 1.4
6070 | DARLINGTON | WA | -31 | 3 | 1.4
6071 | HOVEA | WA | -31 | 3 | 1.4
6073 | MUNDARING | WA | -31 | 3 | 1.4
6074 | SAWYERS VALLEY | WA | -31 | 3 | 1.4
6076 | WALLISTON | WA | -31 | 3 | 1.4
6084 | LOWER CHITTERING | WA | -31 | 3 | 1.4
6100 | VICTORIA PARK | WA | -31 | 3 | 1.4
6101 | EAST VICTORIA PARK | WA | -31 | 3 | 1.4
6103 | RIVERVALE | WA | -31 | 3 | 1.4
6104 | REDCLIFFE | WA | -31 | 3 | 1.4
6105 | PERTH AIRPORT | WA | -31 | 3 | 1.4
6106 | WELSHPOOL | WA | -31 | 3 | 1.4
6151 | SOUTH PERTH | WA | -31 | 3 | 1.4
6152 | WATERFORD | WA | -31 | 3 | 1.4
6302 | YORK | WA | -31 | 3 | 1.4
6401 | WONGAMINE | WA | -31 | 3 | 1.4
6403 | GRASS VALLEY | WA | -31 | 3 | 1.4
6405 | WARDING EAST | WA | -31 | 3 | 1.4
6407 | YOUNDEGIN | WA | -31 | 3 | 1.4
6409 | YORKRAKINE | WA | -31 | 3 | 1.4
6410 | NORTH KELLERBERRIN | WA | -31 | 3 | 1.4
6411 | SOUTH DOODLAKINE | WA | -31 | 3 | 1.4
6412 | NORTH BAANDEE | WA | -31 | 3 | 1.4
6413 | HINES HILL | WA | -31 | 3 | 1.4
6414 | NANGEENAN | WA | -31 | 3 | 1.4
6415 | TANDEGIN | WA | -31 | 3 | 1.4
6418 | YARDING | WA | -31 | 3 | 1.4
6420 | MUNTADGIN | WA | -31 | 3 | 1.4
6421 | SOUTH BURRACOPPIN | WA | -31 | 3 | 1.4
6422 | WALGOOLAN | WA | -31 | 3 | 1.4
6423 | WESTONIA | WA | -31 | 3 | 1.4
6424 | SOUTH BODALLIN | WA | -31 | 3 | 1.4
6425 | MOORINE ROCK | WA | -31 | 3 | 1.4
6442 | KAMBALDA | WA | -31 | 3 | 1.4
6443 | WIDGIEMOOLTHA | WA | -31 | 3 | 1.4
6460 | WALYORMOURING | WA | -31 | 3 | 1.4
6461 | KOOMBERKINE | WA | -31 | 3 | 1.4
6479 | WILGOYNE | WA | -31 | 3 | 1.4
6485 | WYALKATCHEM | WA | -31 | 3 | 1.4
6488 | TRAYNING | WA | -31 | 3 | 1.4
6489 | KUNUNOPPIN | WA | -31 | 1 | 1.4
6490 | NUNGARIN | WA | -31 | 3 | 1.4
6501 | MUCHEA | WA | -31 | 3 | 1.4
6502 | BINDOON | WA | -31 | 3 | 1.4
6503 | GINGIN | WA | -31 | 3 | 1.4
6505 | WANNAMAL | WA | -31 | 3 | 1.4
6506 | MOGUMBER | WA | -31 | 3 | 1.4
6556 | CHIDLOW | WA | -31 | 3 | 1.4
6558 | WOOROLOO | WA | -31 | 3 | 1.4
6560 | WUNDOWIE | WA | -31 | 3 | 1.4
6562 | WOOTTATING | WA | -31 | 3 | 1.4
6564 | CLACKLINE | WA | -31 | 3 | 1.4
6566 | TOODYAY | WA | -31 | 3 | 1.4
6568 | BOLGART | WA | -31 | 3 | 1.4
6569 | OLD PLAINS | WA | -31 | 3 | 1.4
2284 | WOODRISING | NSW | -32 | 3 | 1.4
2285 | GLENDALE | NSW | -32 | 3 | 1.4
2286 | WEST WALLSEND | NSW | -32 | 3 | 1.4
2287 | WALLSEND | NSW | -32 | 3 | 1.4
2289 | KOTARA | NSW | -32 | 3 | 1.4
2290 | WHITEBRIDGE | NSW | -32 | 3 | 1.4
2291 | THE JUNCTION | NSW | -32 | 3 | 1.4
2292 | BROADMEADOW | NSW | -32 | 3 | 1.4
2293 | WICKHAM | NSW | -32 | 3 | 1.4
2294 | CARRINGTON | NSW | -32 | 3 | 1.4
2295 | STOCKTON DC | NSW | -32 | 3 | 1.4
2296 | ISLINGTON | NSW | -32 | 3 | 1.4
2297 | TIGHES HILL | NSW | -32 | 3 | 1.4
2298 | WARATAH WEST | NSW | -32 | 3 | 1.4
2299 | NORTH LAMBTON | NSW | -32 | 3 | 1.4
2300 | THE HILL | NSW | -32 | 3 | 1.4
2302 | NEWCASTLE WEST | NSW | -32 | 3 | 1.4
2303 | HAMILTON SOUTH | NSW | -32 | 3 | 1.4
2304 | WARABROOK | NSW | -32 | 3 | 1.4
2305 | NEW LAMBTON HEIGHTS | NSW | -32 | 3 | 1.4
2306 | WINDALE | NSW | -32 | 3 | 1.4
2307 | SHORTLAND | NSW | -32 | 3 | 1.4
2308 | NEWCASTLE UNIVERSITY | NSW | -32 | 3 | 1.4
2311 | LOSTOCK | NSW | -32 | 3 | 1.4
2312 | NABIAC | NSW | -32 | 3 | 1.4
2314 | WILLIAMTOWN RAAF | NSW | -32 | 3 | 1.4
2315 | SHOAL BAY | NSW | -32 | 3 | 1.4
2320 | TELARAH | NSW | -32 | 3 | 1.4
2321 | WOODVILLE | NSW | -32 | 3 | 1.4
2322 | WOODBERRY | NSW | -32 | 3 | 1.4
2323 | TENAMBIT | NSW | -32 | 3 | 1.4
2324 | TEA GARDENS | NSW | -32 | 3 | 1.4
2326 | WESTON | NSW | -32 | 3 | 1.4
2327 | STANFORD MERTHYR | NSW | -32 | 3 | 1.4
2328 | KERRABEE | NSW | -32 | 3 | 1.4
2329 | UARBRY | NSW | -32 | 3 | 1.4
2330 | WARKWORTH | NSW | -32 | 3 | 1.4
2333 | WYBONG | NSW | -32 | 3 | 1.4
2334 | GRETA | NSW | -32 | 3 | 1.4
2335 | STANHOPE | NSW | -32 | 3 | 1.4
2336 | UPPER ROUCHEL | NSW | -32 | 3 | 1.4
2415 | STROUD ROAD | NSW | -32 | 3 | 1.4
2421 | VACY | NSW | -32 | 3 | 1.4
2423 | WOOTTON | NSW | -32 | 3 | 1.4
2425 | STROUD | NSW | -32 | 3 | 1.4
2428 | TUNCURRY | NSW | -32 | 3 | 1.4
2430 | UPPER LANSDOWNE | NSW | -32 | 3 | 1.4
2648 | WENTWORTH | NSW | -32 | 3 | 1.4
2820 | WELLINGTON | NSW | -32 | 3 | 1.4
2821 | NARROMINE | NSW | -32 | 3 | 1.4
2823 | TRANGIE | NSW | -32 | 3 | 1.4
2830 | MURONBUNG | NSW | -32 | 3 | 1.4
2831 | WONGARBON | NSW | -32 | 3 | 1.4
2844 | TUCKLAN | NSW | -32 | 3 | 1.4
2848 | KANDOS | NSW | -32 | 3 | 1.4
2849 | RYLSTONE | NSW | -32 | 3 | 1.4
2850 | YARRAWONGA | NSW | -32 | 3 | 1.4
2852 | TWO MILE FLAT | NSW | -32 | 3 | 1.4
2866 | MOLONG | NSW | -32 | 3 | 1.4
2867 | CUMNOCK | NSW | -32 | 3 | 1.4
2868 | YEOVAL | NSW | -32 | 3 | 1.4
2869 | TREWILGA | NSW | -32 | 3 | 1.4
2870 | TICHBORNE | NSW | -32 | 3 | 1.4
2873 | TOTTENHAM | NSW | -32 | 3 | 1.4
2874 | TULLAMORE | NSW | -32 | 3 | 1.4
2878 | TRIDA | NSW | -32 | 3 | 1.4
2879 | MENINDEE | NSW | -32 | 3 | 1.4
5431 | TARCOWIE | SA | -32 | 3 | 1.4
5432 | CRADOCK | SA | -32 | 3 | 1.4
5433 | QUORN | SA | -32 | 3 | 1.4
5440 | YUNTA | SA | -32 | 3 | 1.4
5481 | WIRRABARA | SA | -32 | 3 | 1.4
5482 | BOOLEROO CENTRE | SA | -32 | 3 | 1.4
5483 | MELROSE | SA | -32 | 3 | 1.4
5485 | WILMINGTON | SA | -32 | 3 | 1.4
5601 | IRON KNOB | SA | -32 | 3 | 1.4
5653 | YANINEE | SA | -32 | 3 | 1.4
5654 | MINNIPA | SA | -32 | 3 | 1.4
5655 | POOCHERA | SA | -32 | 3 | 1.4
5661 | WIRRULLA | SA | -32 | 3 | 1.4
5680 | STREAKY BAY | SA | -32 | 3 | 1.4
5690 | YALATA | SA | -32 | 3 | 1.4
5700 | PORT AUGUSTA WEST | SA | -32 | 3 | 1.4
6011 | PEPPERMINT GROVE | WA | -32 | 3 | 1.4
6012 | MOSMAN PARK | WA | -32 | 3 | 1.4
6102 | ST JAMES | WA | -32 | 3 | 1.4
6107 | WILSON | WA | -32 | 3 | 1.4
6108 | THORNLIE | WA | -32 | 3 | 1.4
6109 | ORANGE GROVE | WA | -32 | 3 | 1.4
6110 | SOUTHERN RIVER | WA | -32 | 3 | 1.4
6111 | WESTFIELD | WA | -32 | 3 | 1.4
6112 | WUNGONG | WA | -32 | 3 | 1.4
6150 | WINTHROP | WA | -32 | 3 | 1.4
6153 | MOUNT PLEASANT | WA | -32 | 3 | 1.4
6154 | MYAREE | WA | -32 | 3 | 1.4
6155 | WILLETTON | WA | -32 | 3 | 1.4
6156 | MELVILLE | WA | -32 | 3 | 1.4
6157 | PALMYRA | WA | -32 | 3 | 1.4
6158 | EAST FREMANTLE | WA | -32 | 3 | 1.4
6159 | NORTH FREMANTLE | WA | -32 | 3 | 1.4
6160 | FREMANTLE | WA | -32 | 3 | 1.4
6161 | ROTTNEST ISLAND | WA | -32 | 3 | 1.4
6162 | WHITE GUM VALLEY | WA | -32 | 3 | 1.4
6163 | SPEARWOOD | WA | -32 | 3 | 1.4
6164 | YANGEBUP | WA | -32 | 3 | 1.4
6165 | NAVAL BASE | WA | -32 | 3 | 1.4
6166 | WATTLEUP | WA | -32 | 3 | 1.4
6167 | WANDI | WA | -32 | 3 | 1.4
6168 | ROCKINGHAM | WA | -32 | 3 | 1.4
6169 | WARNBRO | WA | -32 | 3 | 1.4
6170 | WELLARD | WA | -32 | 3 | 1.4
6171 | BALDIVIS | WA | -32 | 3 | 1.4
6173 | SECRET HARBOUR | WA | -32 | 3 | 1.4
6174 | GOLDEN BAY | WA | -32 | 3 | 1.4
6175 | SINGLETON | WA | -32 | 3 | 1.4
6207 | WHITTAKER | WA | -32 | 3 | 1.4
6208 | WEST PINJARRA | WA | -32 | 3 | 1.4
6210 | WANNANUP | WA | -32 | 3 | 1.4
6213 | WURAMING | WA | -32 | 3 | 1.4
6214 | KOOLJERRENUP | WA | -32 | 3 | 1.4
6215 | WAROONA | WA | -32 | 3 | 1.4
6218 | YARLOOP | WA | -32 | 3 | 1.4
6220 | WARAWARRUP | WA | -32 | 3 | 1.4
6304 | WESTDALE | WA | -32 | 3 | 1.4
6306 | KWEDA | WA | -32 | 3 | 1.4
6308 | WANDERING | WA | -32 | 3 | 1.4
6309 | WEST POPANYINNING | WA | -32 | 3 | 1.4
6311 | YORNANING | WA | -32 | 3 | 1.4
6312 | YILLIMINNING | WA | -32 | 3 | 1.4
6356 | MOUNT MADDEN | WA | -32 | 3 | 1.4
6357 | PINGARING | WA | -32 | 3 | 1.4
6358 | KARLGARIN | WA | -32 | 3 | 1.4
6359 | HYDEN | WA | -32 | 3 | 1.4
6365 | KULIN | WA | -32 | 3 | 1.4
6367 | KONDININ | WA | -32 | 3 | 1.4
6369 | NAREMBEEN | WA | -32 | 3 | 1.4
6373 | BULLARING | WA | -32 | 3 | 1.4
6375 | KURRENKUTTEN | WA | -32 | 3 | 1.4
6390 | RANFORD | WA | -32 | 3 | 1.4
6391 | WILLIAMS | WA | -32 | 3 | 1.4
1639 | FRENCHS FOREST | NSW | -33 | 3 | 1.4
2000 | THE ROCKS | NSW | -33 | 3 | 1.4
2006 | THE UNIVERSITY OF SYDNEY | NSW | -33 | 3 | 1.4
2007 | ULTIMO | NSW | -33 | 3 | 1.4
2008 | DARLINGTON | NSW | -33 | 3 | 1.4
2009 | PYRMONT | NSW | -33 | 3 | 1.4
2010 | SURRY HILLS | NSW | -33 | 3 | 1.4
2011 | WOOLLOOMOOLOO | NSW | -33 | 3 | 1.4
2015 | EVELEIGH | NSW | -33 | 3 | 1.4
2016 | REDFERN | NSW | -33 | 3 | 1.4
2017 | ZETLAND | NSW | -33 | 3 | 1.4
2018 | ROSEBERY | NSW | -33 | 3 | 1.4
2019 | BOTANY | NSW | -33 | 3 | 1.4
2020 | SYDNEY INTERNATIONAL AIRPORT | NSW | -33 | 3 | 1.4
2021 | PADDINGTON | NSW | -33 | 3 | 1.4
2022 | QUEENS PARK | NSW | -33 | 3 | 1.4
2023 | BELLEVUE HILL | NSW | -33 | 3 | 1.4
2024 | WAVERLEY | NSW | -33 | 3 | 1.4
2025 | WOOLLAHRA | NSW | -33 | 3 | 1.4
2026 | TAMARAMA | NSW | -33 | 3 | 1.4
2027 | POINT PIPER | NSW | -33 | 3 | 1.4
2028 | DOUBLE BAY | NSW | -33 | 3 | 1.4
2029 | ROSE BAY | NSW | -33 | 3 | 1.4
2030 | WATSONS BAY | NSW | -33 | 3 | 1.4
2031 | ST PAULS | NSW | -33 | 3 | 1.4
2032 | KINGSFORD | NSW | -33 | 3 | 1.4
2033 | KENSINGTON | NSW | -33 | 3 | 1.4
2034 | COOGEE | NSW | -33 | 3 | 1.4
2035 | PAGEWOOD | NSW | -33 | 3 | 1.4
2036 | PORT BOTANY | NSW | -33 | 3 | 1.4
2037 | GLEBE | NSW | -33 | 3 | 1.4
2038 | ANNANDALE | NSW | -33 | 3 | 1.4
2039 | ROZELLE | NSW | -33 | 3 | 1.4
2040 | LILYFIELD | NSW | -33 | 3 | 1.4
2041 | BIRCHGROVE | NSW | -33 | 3 | 1.4
2042 | NEWTOWN | NSW | -33 | 3 | 1.4
2043 | ERSKINEVILLE | NSW | -33 | 3 | 1.4
2044 | TEMPE | NSW | -33 | 3 | 1.4
2045 | HABERFIELD | NSW | -33 | 3 | 1.4
2046 | WAREEMBA | NSW | -33 | 3 | 1.4
2047 | DRUMMOYNE | NSW | -33 | 1 | 1.4
2048 | WESTGATE | NSW | -33 | 3 | 1.4
2049 | PETERSHAM | NSW | -33 | 3 | 1.4
2050 | CAMPERDOWN | NSW | -33 | 3 | 1.4
2052 | UNSW SYDNEY | NSW | -33 | 3 | 1.4
2055 | NORTH SYDNEY | NSW | -33 | 3 | 1.4
2060 | WAVERTON | NSW | -33 | 3 | 1.4
2061 | MILSONS POINT | NSW | -33 | 3 | 1.4
2062 | CAMMERAY | NSW | -33 | 3 | 1.4
2063 | NORTHBRIDGE | NSW | -33 | 3 | 1.4
2064 | ARTARMON | NSW | -33 | 3 | 1.4
2065 | WOLLSTONECRAFT | NSW | -33 | 3 | 1.4
2066 | RIVERVIEW | NSW | -33 | 3 | 1.4
2067 | CHATSWOOD WEST | NSW | -33 | 3 | 1.4
2068 | WILLOUGHBY | NSW | -33 | 3 | 1.4
2069 | ROSEVILLE | NSW | -33 | 3 | 1.4
2070 | LINDFIELD | NSW | -33 | 3 | 1.4
2071 | KILLARA | NSW | -33 | 3 | 1.4
2072 | GORDON | NSW | -33 | 3 | 1.4
2073 | WEST PYMBLE | NSW | -33 | 3 | 1.4
2074 | WARRAWEE | NSW | -33 | 3 | 1.4
2075 | ST IVES | NSW | -33 | 3 | 1.4
2076 | WAHROONGA | NSW | -33 | 3 | 1.4
2077 | WAITARA | NSW | -33 | 3 | 1.4
2079 | MOUNT COLAH | NSW | -33 | 3 | 1.4
2080 | MOUNT KURING-GAI | NSW | -33 | 3 | 1.4
2081 | COWAN | NSW | -33 | 3 | 1.4
2082 | BEROWRA WATERS | NSW | -33 | 3 | 1.4
2083 | MOONEY MOONEY | NSW | -33 | 3 | 1.4
2084 | TERREY HILLS | NSW | -33 | 3 | 1.4
2085 | DAVIDSON | NSW | -33 | 3 | 1.4
2086 | FRENCHS FOREST | NSW | -33 | 3 | 1.4
2087 | KILLARNEY HEIGHTS | NSW | -33 | 3 | 1.4
2088 | THE SPIT | NSW | -33 | 3 | 1.4
2089 | NEUTRAL BAY JUNCTION | NSW | -33 | 3 | 1.4
2090 | CREMORNE | NSW | -33 | 3 | 1.4
2092 | SEAFORTH | NSW | -33 | 3 | 1.4
2093 | MANLY VALE | NSW | -33 | 3 | 1.4
2094 | FAIRLIGHT | NSW | -33 | 3 | 1.4
2095 | MANLY | NSW | -33 | 3 | 1.4
2096 | QUEENSCLIFF | NSW | -33 | 3 | 1.4
2097 | WHEELER HEIGHTS | NSW | -33 | 3 | 1.4
2099 | WINGALA | NSW | -33 | 3 | 1.4
2100 | WARRINGAH MALL | NSW | -33 | 3 | 1.4
2101 | NARRABEEN | NSW | -33 | 3 | 1.4
2102 | WARRIEWOOD | NSW | -33 | 3 | 1.4
2103 | MONA VALE | NSW | -33 | 3 | 1.4
2104 | BAYVIEW | NSW | -33 | 3 | 1.4
2105 | SCOTLAND ISLAND | NSW | -33 | 3 | 1.4
2106 | NEWPORT BEACH | NSW | -33 | 3 | 1.4
2107 | WHALE BEACH | NSW | -33 | 3 | 1.4
2108 | THE BASIN | NSW | -33 | 3 | 1.4
2109 | MACQUARIE UNIVERSITY | NSW | -33 | 3 | 1.4
2110 | WOOLWICH | NSW | -33 | 3 | 1.4
2111 | TENNYSON POINT | NSW | -33 | 3 | 1.4
2112 | RYDE | NSW | -33 | 3 | 1.4
2113 | NORTH RYDE | NSW | -33 | 3 | 1.4
2114 | WEST RYDE | NSW | -33 | 3 | 1.4
2115 | ERMINGTON | NSW | -33 | 3 | 1.4
2116 | RYDALMERE | NSW | -33 | 3 | 1.4
2117 | TELOPEA | NSW | -33 | 3 | 1.4
2118 | KINGSDENE | NSW | -33 | 3 | 1.4
2119 | CHELTENHAM | NSW | -33 | 3 | 1.4
2120 | WESTLEIGH | NSW | -33 | 3 | 1.4
2121 | EPPING | NSW | -33 | 3 | 1.4
2122 | MARSFIELD | NSW | -33 | 3 | 1.4
2123 | PARRAMATTA | NSW | -33 | 3 | 1.4
2125 | WEST PENNANT HILLS | NSW | -33 | 3 | 1.4
2126 | CHERRYBROOK | NSW | -33 | 3 | 1.4
2127 | NEWINGTON | NSW | -33 | 3 | 1.4
2128 | SILVERWATER | NSW | -33 | 3 | 1.4
2130 | SUMMER HILL | NSW | -33 | 3 | 1.4
2131 | ASHFIELD | NSW | -33 | 3 | 1.4
2132 | CROYDON | NSW | -33 | 3 | 1.4
2133 | ENFIELD SOUTH | NSW | -33 | 3 | 1.4
2134 | BURWOOD | NSW | -33 | 3 | 1.4
2135 | STRATHFIELD | NSW | -33 | 3 | 1.4
2136 | STRATHFIELD SOUTH | NSW | -33 | 3 | 1.4
2137 | NORTH STRATHFIELD | NSW | -33 | 3 | 1.4
2138 | RHODES | NSW | -33 | 3 | 1.4
2139 | CONCORD REPATRIATION HOSPITAL | NSW | -33 | 3 | 1.4
2140 | STRATHFIELD WEST | NSW | -33 | 3 | 1.4
2141 | LIDCOMBE | NSW | -33 | 3 | 1.4
2142 | ROSEHILL | NSW | -33 | 3 | 1.4
2143 | REGENTS PARK | NSW | -33 | 3 | 1.4
2144 | AUBURN | NSW | -33 | 3 | 1.4
2145 | WESTMEAD | NSW | -33 | 3 | 1.4
2146 | TOONGABBIE EAST | NSW | -33 | 3 | 1.4
2147 | SEVEN HILLS WEST | NSW | -33 | 3 | 1.4
2148 | PROSPECT | NSW | -33 | 3 | 1.4
2150 | PARRAMATTA | NSW | -33 | 3 | 1.4
2151 | NORTH ROCKS | NSW | -33 | 3 | 1.4
2152 | NORTHMEAD | NSW | -33 | 3 | 1.4
2153 | WINSTON HILLS | NSW | -33 | 3 | 1.4
2154 | CASTLE HILL | NSW | -33 | 3 | 1.4
2155 | ROUSE HILL | NSW | -33 | 3 | 1.4
2156 | KENTHURST | NSW | -33 | 3 | 1.4
2157 | GLENORIE | NSW | -33 | 3 | 1.4
2158 | ROUND CORNER | NSW | -33 | 3 | 1.4
2159 | GALSTON | NSW | -33 | 3 | 1.4
2160 | MERRYLANDS WEST | NSW | -33 | 3 | 1.4
2161 | YENNORA | NSW | -33 | 3 | 1.4
2162 | SEFTON | NSW | -33 | 3 | 1.4
2163 | VILLAWOOD | NSW | -33 | 3 | 1.4
2164 | WETHERILL PARK | NSW | -33 | 3 | 1.4
2165 | FAIRFIELD WEST | NSW | -33 | 3 | 1.4
2166 | LANSVALE | NSW | -33 | 3 | 1.4
2167 | GLENFIELD | NSW | -33 | 3 | 1.4
2168 | SADLEIR | NSW | -33 | 3 | 1.4
2170 | WARWICK FARM | NSW | -33 | 3 | 1.4
2171 | WEST HOXTON | NSW | -33 | 3 | 1.4
2173 | WATTLE GROVE | NSW | -33 | 3 | 1.4
2176 | WAKELEY | NSW | -33 | 3 | 1.4
2177 | BONNYRIGG HEIGHTS | NSW | -33 | 3 | 1.4
2190 | MOUNT LEWIS | NSW | -33 | 3 | 1.4
2191 | BELFIELD | NSW | -33 | 3 | 1.4
2192 | BELMORE | NSW | -33 | 3 | 1.4
2193 | HURLSTONE PARK | NSW | -33 | 3 | 1.4
2194 | CAMPSIE | NSW | -33 | 3 | 1.4
2195 | WILEY PARK | NSW | -33 | 3 | 1.4
2196 | ROSELANDS | NSW | -33 | 3 | 1.4
2197 | BASS HILL | NSW | -33 | 3 | 1.4
2198 | GEORGES HALL | NSW | -33 | 3 | 1.4
2199 | YAGOONA | NSW | -33 | 3 | 1.4
2200 | MANAHAN | NSW | -33 | 3 | 1.4
2203 | DULWICH HILL | NSW | -33 | 3 | 1.4
2204 | MARRICKVILLE SOUTH | NSW | -33 | 3 | 1.4
2205 | TURRELLA | NSW | -33 | 3 | 1.4
2206 | UNDERCLIFFE | NSW | -33 | 3 | 1.4
2207 | BEXLEY SOUTH | NSW | -33 | 3 | 1.4
2208 | KINGSGROVE | NSW | -33 | 3 | 1.4
2209 | NARWEE | NSW | -33 | 3 | 1.4
2210 | RIVERWOOD | NSW | -33 | 3 | 1.4
2211 | PADSTOW | NSW | -33 | 3 | 1.4
2212 | REVESBY NORTH | NSW | -33 | 3 | 1.4
2213 | PICNIC POINT | NSW | -33 | 3 | 1.4
2214 | MILPERRA | NSW | -33 | 3 | 1.4
2216 | ROCKDALE | NSW | -33 | 3 | 1.4
2217 | RAMSGATE BEACH | NSW | -33 | 3 | 1.4
2218 | CARLTON | NSW | -33 | 3 | 1.4
2219 | SANS SOUCI | NSW | -33 | 3 | 1.4
2220 | HURSTVILLE | NSW | -33 | 3 | 1.4
2221 | SOUTH HURSTVILLE | NSW | -33 | 3 | 1.4
2222 | PENSHURST | NSW | -33 | 3 | 1.4
2223 | OATLEY | NSW | -33 | 3 | 1.4
2250 | WENDOREE PARK | NSW | -33 | 3 | 1.4
2251 | YATTALUNGA | NSW | -33 | 3 | 1.4
2256 | WOY WOY | NSW | -33 | 3 | 1.4
2257 | UMINA BEACH | NSW | -33 | 3 | 1.4
2258 | OURIMBAH | NSW | -33 | 3 | 1.4
2259 | YARRAMALONG | NSW | -33 | 3 | 1.4
2260 | WAMBERAL | NSW | -33 | 3 | 1.4
2261 | TUMBI UMBI | NSW | -33 | 3 | 1.4
2262 | SAN REMO | NSW | -33 | 3 | 1.4
2263 | TOUKLEY | NSW | -33 | 3 | 1.4
2264 | SUNSHINE | NSW | -33 | 3 | 1.4
2265 | MARTINSVILLE | NSW | -33 | 3 | 1.4
2267 | WANGI WANGI | NSW | -33 | 3 | 1.4
2280 | VALENTINE | NSW | -33 | 3 | 1.4
2281 | SWANSEA | NSW | -33 | 3 | 1.4
2283 | TORONTO | NSW | -33 | 3 | 1.4
2325 | WOLLOMBI | NSW | -33 | 3 | 1.4
2564 | MACQUARIE FIELDS | NSW | -33 | 3 | 1.4
2565 | MACQUARIE LINKS | NSW | -33 | 3 | 1.4
2669 | WEETHALLE | NSW | -33 | 3 | 1.4
2671 | WYALONG | NSW | -33 | 3 | 1.4
2672 | LAKE CARGELLIGO | NSW | -33 | 3 | 1.4
2675 | ROTO | NSW | -33 | 3 | 1.4
2745 | WALLACIA | NSW | -33 | 3 | 1.4
2747 | WERRINGTON DOWNS | NSW | -33 | 3 | 1.4
2748 | ORCHARD HILLS | NSW | -33 | 3 | 1.4
2749 | CRANEBROOK | NSW | -33 | 3 | 1.4
2750 | PENRITH BC | NSW | -33 | 3 | 1.4
2752 | WARRAGAMBA | NSW | -33 | 3 | 1.4
2753 | YARRAMUNDI | NSW | -33 | 3 | 1.4
2754 | NORTH RICHMOND | NSW | -33 | 3 | 1.4
2755 | RICHMOND | NSW | -33 | 3 | 1.4
2756 | WINDSOR | NSW | -33 | 3 | 1.4
2757 | KURMOND | NSW | -33 | 3 | 1.4
2758 | KURRAJONG | NSW | -33 | 3 | 1.4
2759 | MOUNT VERNON | NSW | -33 | 3 | 1.4
2760 | ST MARYS | NSW | -33 | 3 | 1.4
2761 | PLUMPTON | NSW | -33 | 3 | 1.4
2763 | QUAKERS HILL | NSW | -33 | 3 | 1.4
2764 | QUAKERS HILL | NSW | -33 | 3 | 1.4
2765 | VINEYARD | NSW | -33 | 3 | 1.4
2766 | ROOTY HILL | NSW | -33 | 3 | 1.4
2767 | WOODCROFT | NSW | -33 | 3 | 1.4
2770 | WILLMOT | NSW | -33 | 3 | 1.4
2773 | LAPSTONE | NSW | -33 | 3 | 1.4
2774 | WARRIMOO | NSW | -33 | 3 | 1.4
2775 | WISEMANS FERRY | NSW | -33 | 3 | 1.4
2776 | FAULCONBRIDGE | NSW | -33 | 3 | 1.4
2777 | WINMALEE | NSW | -33 | 3 | 1.4
2778 | LINDEN | NSW | -33 | 3 | 1.4
2779 | HAZELBROOK | NSW | -33 | 1 | 1.4
2780 | MEDLOW BATH | NSW | -33 | 3 | 1.4
2782 | WENTWORTH FALLS | NSW | -33 | 3 | 1.4
2783 | LAWSON | NSW | -33 | 3 | 1.4
2785 | MEGALONG | NSW | -33 | 3 | 1.4
2786 | MOUNT WILSON | NSW | -33 | 3 | 1.4
2790 | SODWALLS | NSW | -33 | 3 | 1.4
2791 | CARCOAR | NSW | -33 | 3 | 1.4
2792 | MANDURAMA | NSW | -33 | 3 | 1.4
2793 | WOODSTOCK | NSW | -33 | 3 | 1.4
2794 | WESTVILLE | NSW | -33 | 3 | 1.4
2795 | YETHOLME | NSW | -33 | 3 | 1.4
2797 | LYNDHURST | NSW | -33 | 3 | 1.4
2798 | TALLWOOD | NSW | -33 | 3 | 1.4
2799 | VITTORIA | NSW | -33 | 3 | 1.4
2800 | SPRING HILL | NSW | -33 | 3 | 1.4
2804 | CANOWINDRA | NSW | -33 | 3 | 1.4
2805 | GOOLOOGONG | NSW | -33 | 3 | 1.4
2806 | EUGOWRA | NSW | -33 | 3 | 1.4
2808 | WYANGALA DAM | NSW | -33 | 3 | 1.4
2809 | GREENETHORPE | NSW | -33 | 3 | 1.4
2845 | WALLERAWANG | NSW | -33 | 3 | 1.4
2846 | GLEN DAVIS | NSW | -33 | 3 | 1.4
2847 | PORTLAND | NSW | -33 | 3 | 1.4
2864 | TOOGONG | NSW | -33 | 3 | 1.4
2865 | MANILDRA | NSW | -33 | 3 | 1.4
2871 | WIRRINYA | NSW | -33 | 3 | 1.4
2875 | YARRABANDI | NSW | -33 | 3 | 1.4
2876 | GUNNINGBLAND | NSW | -33 | 3 | 1.4
2877 | MOUNT HOPE | NSW | -33 | 3 | 1.4
3500 | PARINGI | NSW | -33 | 3 | 1.4
5381 | ROBERTSTOWN | SA | -33 | 3 | 1.4
5415 | MINTARO | SA | -33 | 3 | 1.4
5417 | BURRA | SA | -33 | 3 | 1.4
5418 | MOUNT BRYAN | SA | -33 | 3 | 1.4
5419 | HALLETT | SA | -33 | 3 | 1.4
5420 | WHYTE YARCOWIE | SA | -33 | 3 | 1.4
5421 | TEROWIE | SA | -33 | 3 | 1.4
5422 | PETERBOROUGH | SA | -33 | 3 | 1.4
5452 | WATERVALE | SA | -33 | 3 | 1.4
5453 | HOYLETON | SA | -33 | 3 | 1.4
5454 | SPALDING | SA | -33 | 3 | 1.4
5462 | BLYTH | SA | -33 | 3 | 1.4
5470 | YACKA | SA | -33 | 3 | 1.4
5471 | GULNARE | SA | -33 | 3 | 1.4
5472 | GEORGETOWN | SA | -33 | 3 | 1.4
5473 | GLADSTONE | SA | -33 | 3 | 1.4
5480 | LAURA | SA | -33 | 3 | 1.4
5490 | CALTOWIE | SA | -33 | 3 | 1.4
5491 | JAMESTOWN | SA | -33 | 3 | 1.4
5493 | YONGALA | SA | -33 | 3 | 1.4
5495 | PORT GERMEIN | SA | -33 | 3 | 1.4
5510 | LOCHIEL | SA | -33 | 3 | 1.4
5520 | SNOWTOWN | SA | -33 | 3 | 1.4
5523 | MERRITON | SA | -33 | 3 | 1.4
5540 | SOLOMONTOWN | SA | -33 | 3 | 1.4
5554 | KADINA | SA | -33 | 3 | 1.4
5555 | MUNDOORA | SA | -33 | 3 | 1.4
5556 | WALLAROO | SA | -33 | 3 | 1.4
5560 | BUTE | SA | -33 | 3 | 1.4
5600 | WHYALLA PLAYFORD | SA | -33 | 3 | 1.4
5602 | COWELL | SA | -33 | 3 | 1.4
5603 | WHARMINDA | SA | -33 | 3 | 1.4
5604 | PORT NEILL | SA | -33 | 3 | 1.4
5608 | WHYALLA STUART | SA | -33 | 3 | 1.4
5633 | LOCK | SA | -33 | 3 | 1.4
5640 | CLEVE | SA | -33 | 3 | 1.4
5641 | KIMBA | SA | -33 | 3 | 1.4
5642 | RUDALL | SA | -33 | 3 | 1.4
5650 | WARRAMBOO | SA | -33 | 3 | 1.4
5651 | KYANCUTTA | SA | -33 | 3 | 1.4
5652 | WUDINNA | SA | -33 | 3 | 1.4
5670 | ELLISTON | SA | -33 | 3 | 1.4
5671 | PORT KENNY | SA | -33 | 3 | 1.4
6221 | WOKALUP | WA | -33 | 3 | 1.4
6223 | BENGER | WA | -33 | 3 | 1.4
6224 | BRUNSWICK | WA | -33 | 3 | 1.4
6225 | WORSLEY | WA | -33 | 3 | 1.4
6226 | ROELANDS | WA | -33 | 3 | 1.4
6227 | BUREKUP | WA | -33 | 3 | 1.4
6228 | WATERLOO | WA | -33 | 3 | 1.4
6229 | PICTON EAST | WA | -33 | 3 | 1.4
6230 | WITHERS | WA | -33 | 3 | 1.4
6236 | WELLINGTON MILL | WA | -33 | 3 | 1.4
6237 | THE PLAINS | WA | -33 | 3 | 1.4
6239 | YABBERUP | WA | -33 | 3 | 1.4
6244 | TONEBRIDGE | WA | -33 | 3 | 1.4
6251 | NEWLANDS | WA | -33 | 3 | 1.4
6253 | SOUTHAMPTON | WA | -33 | 3 | 1.4
6254 | NORTH GREENBUSHES | WA | -33 | 3 | 1.4
6255 | WINNEJUP | WA | -33 | 3 | 1.4
6271 | STIRLING ESTATE | WA | -33 | 3 | 1.4
6275 | YOGANUP | WA | -33 | 3 | 1.4
6280 | YOONGARILLUP | WA | -33 | 3 | 1.4
6281 | YALLINGUP SIDING | WA | -33 | 3 | 1.4
6282 | YALLINGUP | WA | -33 | 3 | 1.4
6284 | TREETON | WA | -33 | 3 | 1.4
6285 | SCHROEDER | WA | -33 | 3 | 1.4
6315 | WEDGECARRUP | WA | -33 | 3 | 1.4
6316 | WOODANILLING | WA | -33 | 3 | 1.4
6317 | KATANNING | WA | -33 | 3 | 1.4
6318 | BROOMEHILL WEST | WA | -33 | 3 | 1.4
6335 | PALINUP | WA | -33 | 3 | 1.4
6337 | JERRAMUNGUP | WA | -33 | 3 | 1.4
6341 | NYABING | WA | -33 | 3 | 1.4
6343 | PINGRUP | WA | -33 | 3 | 1.4
6346 | RAVENSTHORPE | WA | -33 | 3 | 1.4
6348 | HOPETOUN | WA | -33 | 3 | 1.4
6350 | DUMBLEYUNG | WA | -33 | 3 | 1.4
6352 | KUKERIN | WA | -33 | 3 | 1.4
6353 | TARIN ROCK | WA | -33 | 3 | 1.4
6355 | VARLEY | WA | -33 | 3 | 1.4
6361 | TINCURRIN | WA | -33 | 3 | 1.4
6363 | DUDININ | WA | -33 | 3 | 1.4
6392 | DARKAN | WA | -33 | 3 | 1.4
6393 | TRIGWELL | WA | -33 | 3 | 1.4
6446 | GRASS PATCH | WA | -33 | 3 | 1.4
6448 | GIBSON | WA | -33 | 3 | 1.4
6450 | SINCLAIR | WA | -33 | 3 | 1.4
2224 | SYLVANIA WATERS | NSW | -34 | 3 | 1.4
2226 | JANNALI | NSW | -34 | 3 | 1.4
2227 | GYMEA | NSW | -34 | 3 | 1.4
2228 | YOWIE BAY | NSW | -34 | 3 | 1.4
2229 | TAREN POINT | NSW | -34 | 3 | 1.4
2230 | WOOLOOWARE | NSW | -34 | 3 | 1.4
2231 | KURNELL | NSW | -34 | 3 | 1.4
2232 | WORONORA | NSW | -34 | 3 | 1.4
2233 | YARRAWARRAH | NSW | -34 | 3 | 1.4
2234 | MENAI CENTRAL | NSW | -34 | 3 | 1.4
2500 | WOLLONGONG | NSW | -34 | 3 | 1.4
2502 | WARRAWONG | NSW | -34 | 3 | 1.4
2505 | PORT KEMBLA | NSW | -34 | 3 | 1.4
2506 | BERKELEY | NSW | -34 | 3 | 1.4
2508 | STANWELL TOPS | NSW | -34 | 3 | 1.4
2515 | WOMBARRA | NSW | -34 | 3 | 1.4
2516 | BULLI | NSW | -34 | 3 | 1.4
2517 | WOONONA | NSW | -34 | 3 | 1.4
2518 | TOWRADGI | NSW | -34 | 3 | 1.4
2519 | MOUNT OUSLEY | NSW | -34 | 3 | 1.4
2525 | FIGTREE | NSW | -34 | 3 | 1.4
2527 | ALBION PARK RAIL | NSW | -34 | 3 | 1.4
2528 | WINDANG | NSW | -34 | 3 | 1.4
2529 | SHELLHARBOUR SQUARE | NSW | -34 | 3 | 1.4
2534 | WERRI BEACH | NSW | -34 | 3 | 1.4
2535 | WOODHILL | NSW | -34 | 3 | 1.4
2540 | YALWAL | NSW | -34 | 3 | 1.4
2558 | KEARNS | NSW | -34 | 3 | 1.4
2559 | CLAYMORE | NSW | -34 | 3 | 1.4
2560 | WOODBINE | NSW | -34 | 3 | 1.4
2563 | MENANGLE PARK | NSW | -34 | 3 | 1.4
2566 | VARROVILLE | NSW | -34 | 3 | 1.4
2567 | NARELLAN VALE | NSW | -34 | 3 | 1.4
2568 | MENANGLE | NSW | -34 | 3 | 1.4
2569 | DOUGLAS PARK | NSW | -34 | 3 | 1.4
2570 | WEROMBI | NSW | -34 | 3 | 1.4
2571 | WILTON | NSW | -34 | 3 | 1.4
2573 | TAHMOOR | NSW | -34 | 3 | 1.4
2574 | YANDERRA | NSW | -34 | 3 | 1.4
2575 | YERRINBOOL | NSW | -34 | 3 | 1.4
2576 | KANGALOON | NSW | -34 | 3 | 1.4
2577 | WILDES MEADOW | NSW | -34 | 3 | 1.4
2578 | BUNDANOON | NSW | -34 | 3 | 1.4
2579 | WINGELLO | NSW | -34 | 3 | 1.4
2580 | YARRA | NSW | -34 | 3 | 1.4
2581 | GUNNING | NSW | -34 | 3 | 1.4
2582 | YASS | NSW | -34 | 3 | 1.4
2583 | TUENA | NSW | -34 | 3 | 1.4
2584 | BINALONG | NSW | -34 | 3 | 1.4
2585 | GALONG | NSW | -34 | 3 | 1.4
2586 | RYE PARK | NSW | -34 | 3 | 1.4
2587 | WOMBAT | NSW | -34 | 3 | 1.4
2588 | WALLENDBEEN | NSW | -34 | 3 | 1.4
2590 | ILLABO | NSW | -34 | 3 | 1.4
2594 | YOUNG | NSW | -34 | 3 | 1.4
2663 | JUNEE | NSW | -34 | 3 | 1.4
2665 | MOOMBOOLDOOL | NSW | -34 | 3 | 1.4
2666 | TRUNGLEY HALL | NSW | -34 | 3 | 1.4
2668 | BARMEDMAN | NSW | -34 | 3 | 1.4
2680 | YOOGALI | NSW | -34 | 3 | 1.4
2681 | YENDA | NSW | -34 | 3 | 1.4
2700 | NARRANDERA | NSW | -34 | 3 | 1.4
2701 | COOLAMON | NSW | -34 | 3 | 1.4
2702 | GANMAIN | NSW | -34 | 3 | 1.4
2703 | YANCO | NSW | -34 | 3 | 1.4
2705 | WHITTON | NSW | -34 | 3 | 1.4
2706 | DARLINGTON POINT | NSW | -34 | 3 | 1.4
2707 | COLEAMBALLY | NSW | -34 | 3 | 1.4
2711 | OXLEY | NSW | -34 | 3 | 1.4
2715 | HATFIELD | NSW | -34 | 3 | 1.4
2717 | DARETON | NSW | -34 | 3 | 1.4
2721 | QUANDIALLA | NSW | -34 | 3 | 1.4
2722 | NANGUS | NSW | -34 | 3 | 1.4
2726 | JUGIONG | NSW | -34 | 3 | 1.4
2727 | COOLAC | NSW | -34 | 3 | 1.4
2734 | KYALITE | NSW | -34 | 3 | 1.4
2737 | EUSTON | NSW | -34 | 1 | 1.4
2738 | MONAK | NSW | -34 | 3 | 1.4
2787 | TARANA | NSW | -34 | 3 | 1.4
2803 | WIRRIMAH | NSW | -34 | 3 | 1.4
2807 | KOORAWATHA | NSW | -34 | 3 | 1.4
2810 | PULLABOOKA | NSW | -34 | 3 | 1.4
3490 | OUYEN | VIC | -34 | 3 | 1.4
3494 | NANGILOC | VIC | -34 | 3 | 1.4
3496 | WERRIMULL | VIC | -34 | 3 | 1.4
3498 | IRYMPLE | VIC | -34 | 3 | 1.4
3549 | ROBINVALE | VIC | -34 | 3 | 1.4
3597 | PIANGIL | VIC | -34 | 3 | 1.4
3599 | BOUNDARY BEND | VIC | -34 | 3 | 1.4
5000 | STATION ARCADE | SA | -34 | 3 | 1.4
5006 | NORTH ADELAIDE | SA | -34 | 3 | 1.4
5007 | WELLAND | SA | -34 | 3 | 1.4
5008 | RIDLEYTON | SA | -34 | 3 | 1.4
5009 | KILKENNY | SA | -34 | 3 | 1.4
5010 | REGENCY PARK BC | SA | -34 | 3 | 1.4
5011 | WOODVILLE | SA | -34 | 3 | 1.4
5012 | WOODVILLE NORTH | SA | -34 | 3 | 1.4
5013 | WINGFIELD | SA | -34 | 3 | 1.4
5014 | ROYAL PARK | SA | -34 | 3 | 1.4
5015 | PORT ADELAIDE | SA | -34 | 3 | 1.4
5016 | PETERHEAD | SA | -34 | 3 | 1.4
5017 | TAPEROO | SA | -34 | 3 | 1.4
5018 | OUTER HARBOR | SA | -34 | 3 | 1.4
5019 | SEMAPHORE | SA | -34 | 3 | 1.4
5020 | WEST LAKES SHORE | SA | -34 | 3 | 1.4
5021 | WEST LAKES | SA | -34 | 3 | 1.4
5022 | TENNYSON | SA | -34 | 3 | 1.4
5023 | SEATON | SA | -34 | 3 | 1.4
5033 | WEST RICHMOND | SA | -34 | 3 | 1.4
5034 | WAYVILLE | SA | -34 | 3 | 1.4
5035 | KESWICK | SA | -34 | 3 | 1.4
5037 | NORTH PLYMPTON | SA | -34 | 3 | 1.4
5038 | SOUTH PLYMPTON | SA | -34 | 3 | 1.4
5039 | MELROSE PARK | SA | -34 | 3 | 1.4
5041 | WESTBOURNE PARK | SA | -34 | 3 | 1.4
5043 | PARK HOLME | SA | -34 | 3 | 1.4
5044 | SOMERTON PARK | SA | -34 | 3 | 1.4
5045 | GLENELG SOUTH | SA | -34 | 3 | 1.4
5052 | GLENALTA | SA | -34 | 3 | 1.4
5061 | UNLEY | SA | -34 | 3 | 1.4
5062 | TORRENS PARK | SA | -34 | 3 | 1.4
5063 | PARKSIDE | SA | -34 | 3 | 1.4
5064 | URRBRAE | SA | -34 | 3 | 1.4
5065 | TUSMORE | SA | -34 | 3 | 1.4
5066 | WATTLE PARK | SA | -34 | 3 | 1.4
5067 | ROSE PARK | SA | -34 | 3 | 1.4
5068 | TRINITY GARDENS | SA | -34 | 3 | 1.4
5069 | STEPNEY | SA | -34 | 3 | 1.4
5070 | ROYSTON PARK | SA | -34 | 3 | 1.4
5072 | WOODFORDE | SA | -34 | 3 | 1.4
5074 | NEWTON | SA | -34 | 3 | 1.4
5075 | PARADISE | SA | -34 | 3 | 1.4
5076 | CASTAMBUL | SA | -34 | 3 | 1.4
5081 | WALKERVILLE | SA | -34 | 3 | 1.4
5082 | THORNGATE | SA | -34 | 3 | 1.4
5083 | SEFTON PARK | SA | -34 | 3 | 1.4
5084 | KILBURN NORTH | SA | -34 | 3 | 1.4
5085 | NORTHGATE | SA | -34 | 3 | 1.4
5086 | OAKDEN | SA | -34 | 3 | 1.4
5087 | WINDSOR GARDENS | SA | -34 | 3 | 1.4
5088 | HOLDEN HILL | SA | -34 | 3 | 1.4
5089 | HIGHBURY | SA | -34 | 3 | 1.4
5090 | HOPE VALLEY | SA | -34 | 3 | 1.4
5091 | VISTA | SA | -34 | 3 | 1.4
5092 | MODBURY NORTH | SA | -34 | 3 | 1.4
5094 | GEPPS CROSS | SA | -34 | 3 | 1.4
5095 | THE LEVELS | SA | -34 | 3 | 1.4
5096 | PARA HILLS | SA | -34 | 3 | 1.4
5097 | ST AGNES | SA | -34 | 3 | 1.4
5098 | WALKLEY HEIGHTS | SA | -34 | 3 | 1.4
5106 | SALISBURY SOUTH | SA | -34 | 3 | 1.4
5107 | PARAFIELD GARDENS | SA | -34 | 3 | 1.4
5108 | SALISBURY NORTH | SA | -34 | 3 | 1.4
5109 | SALISBURY PLAIN | SA | -34 | 3 | 1.4
5110 | WATERLOO CORNER | SA | -34 | 3 | 1.4
5111 | EDINBURGH | SA | -34 | 3 | 1.4
5112 | HILLBANK | SA | -34 | 3 | 1.4
5113 | ELIZABETH WEST | SA | -34 | 3 | 1.4
5114 | ULEYBURY | SA | -34 | 3 | 1.4
5116 | HILLIER | SA | -34 | 3 | 1.4
5117 | ANGLE VALE | SA | -34 | 3 | 1.4
5118 | WILLASTON | SA | -34 | 3 | 1.4
5120 | VIRGINIA | SA | -34 | 3 | 1.4
5121 | PENFIELD | SA | -34 | 3 | 1.4
5125 | GREENWITH | SA | -34 | 3 | 1.4
5126 | YATALA VALE | SA | -34 | 3 | 1.4
5127 | WYNN VALE | SA | -34 | 3 | 1.4
5131 | UPPER HERMITAGE | SA | -34 | 3 | 1.4
5132 | PARACOMBE | SA | -34 | 3 | 1.4
5134 | MONTACUTE | SA | -34 | 3 | 1.4
5136 | NORTON SUMMIT | SA | -34 | 3 | 1.4
5140 | GREENHILL | SA | -34 | 3 | 1.4
5141 | SUMMERTOWN | SA | -34 | 3 | 1.4
5142 | URAIDLA | SA | -34 | 3 | 1.4
5144 | CAREY GULLY | SA | -34 | 3 | 1.4
5152 | STIRLING | SA | -34 | 3 | 1.4
5231 | KERSBROOK | SA | -34 | 3 | 1.4
5232 | CUDLEE CREEK | SA | -34 | 3 | 1.4
5233 | GUMERACHA | SA | -34 | 3 | 1.4
5234 | BIRDWOOD | SA | -34 | 3 | 1.4
5235 | SPRINGTON | SA | -34 | 3 | 1.4
5237 | SANDERSTON | SA | -34 | 3 | 1.4
5238 | NILDOTTIE | SA | -34 | 3 | 1.4
5240 | LENSWOOD | SA | -34 | 3 | 1.4
5241 | LOBETHAL | SA | -34 | 3 | 1.4
5242 | BALHANNAH | SA | -34 | 3 | 1.4
5243 | OAKBANK | SA | -34 | 3 | 1.4
5244 | WOODSIDE | SA | -34 | 3 | 1.4
5308 | PERPONDA | SA | -34 | 3 | 1.4
5310 | WANBI | SA | -34 | 3 | 1.4
5311 | TALDRA | SA | -34 | 3 | 1.4
5312 | VEITCH | SA | -34 | 3 | 1.4
5320 | MORGAN | SA | -34 | 3 | 1.4
5321 | CADELL | SA | -34 | 3 | 1.4
5322 | RAMCO | SA | -34 | 3 | 1.4
5330 | WAIKERIE | SA | -34 | 3 | 1.4
5331 | KINGSTON-ON-MURRAY | SA | -34 | 3 | 1.4
5332 | MOOROOK | SA | -34 | 3 | 1.4
5333 | TAPLAN | SA | -34 | 3 | 1.4
5340 | PARINGA | SA | -34 | 3 | 1.4
5341 | RENMARK SOUTH | SA | -34 | 3 | 1.4
5342 | MONASH | SA | -34 | 3 | 1.4
5343 | WINKIE | SA | -34 | 3 | 1.4
5344 | GLOSSOP | SA | -34 | 3 | 1.4
5345 | LOVEDAY | SA | -34 | 3 | 1.4
5346 | COBDOGLA | SA | -34 | 3 | 1.4
5350 | SANDY CREEK | SA | -34 | 3 | 1.4
5351 | WILLIAMSTOWN | SA | -34 | 3 | 1.4
5352 | TANUNDA | SA | -34 | 3 | 1.4
5353 | SEDAN | SA | -34 | 3 | 1.4
5354 | SWAN REACH | SA | -34 | 3 | 1.4
5355 | STOCKWELL | SA | -34 | 3 | 1.4
5356 | TRURO | SA | -34 | 3 | 1.4
5357 | NEW WELL | SA | -34 | 3 | 1.4
5360 | NAIN | SA | -34 | 3 | 1.4
5371 | TEMPLERS | SA | -34 | 3 | 1.4
5372 | FREELING | SA | -34 | 3 | 1.4
5373 | KAPUNDA | SA | -34 | 3 | 1.4
5374 | SUTHERLANDS | SA | -34 | 3 | 1.4
5401 | HAMLEY BRIDGE | SA | -34 | 3 | 1.4
5410 | STOCKPORT | SA | -34 | 3 | 1.4
5411 | TARLEE | SA | -34 | 3 | 1.4
5412 | RIVERTON | SA | -34 | 3 | 1.4
5413 | SADDLEWORTH | SA | -34 | 3 | 1.4
5414 | MANOORA | SA | -34 | 3 | 1.4
5451 | AUBURN | SA | -34 | 3 | 1.4
5460 | OWEN | SA | -34 | 3 | 1.4
5461 | BALAKLAVA | SA | -34 | 3 | 1.4
5501 | WINDSOR | SA | -34 | 3 | 1.4
5502 | REEVES PLAINS | SA | -34 | 3 | 1.4
5550 | PORT WAKEFIELD | SA | -34 | 3 | 1.4
5552 | PASKEVILLE | SA | -34 | 3 | 1.4
5558 | PORT HUGHES | SA | -34 | 3 | 1.4
5570 | PRICE | SA | -34 | 3 | 1.4
5571 | PINE POINT | SA | -34 | 3 | 1.4
5572 | ARTHURTON | SA | -34 | 3 | 1.4
5573 | WEETULTA | SA | -34 | 3 | 1.4
5575 | WOOL BAY | SA | -34 | 3 | 1.4
5580 | CURRAMULKA | SA | -34 | 3 | 1.4
5581 | PORT VINCENT | SA | -34 | 3 | 1.4
5605 | TUMBY BAY | SA | -34 | 3 | 1.4
5606 | PORT LINCOLN | SA | -34 | 3 | 1.4
5607 | WARROW | SA | -34 | 3 | 1.4
5630 | EDILLILIE | SA | -34 | 3 | 1.4
5631 | CUMMINS | SA | -34 | 3 | 1.4
5632 | YEELANNA | SA | -34 | 3 | 1.4
6256 | YORNUP | WA | -34 | 3 | 1.4
6258 | WHEATLEY | WA | -34 | 3 | 1.4
6260 | PEMBERTON | WA | -34 | 3 | 1.4
6262 | NORTHCLIFFE | WA | -34 | 3 | 1.4
6286 | WITCHCLIFFE | WA | -34 | 3 | 1.4
6288 | WARNER GLEN | WA | -34 | 3 | 1.4
6290 | MOLLOY ISLAND | WA | -34 | 3 | 1.4
6320 | WANSBROUGH | WA | -34 | 3 | 1.4
6321 | CRANBROOK | WA | -34 | 3 | 1.4
6322 | TENTERDEN | WA | -34 | 3 | 1.4
6323 | KENDENUP | WA | -34 | 3 | 1.4
6324 | WOOGENILUP | WA | -34 | 3 | 1.4
6326 | YELLANUP | WA | -34 | 3 | 1.4
6328 | WELLSTEAD | WA | -34 | 3 | 1.4
6333 | TINGLEDALE | WA | -34 | 3 | 1.4
6336 | TOOMPUP | WA | -34 | 3 | 1.4
6338 | STIRLING RANGE NATIONAL PARK | WA | -34 | 3 | 1.4
6395 | RYANSBROOK | WA | -34 | 3 | 1.4
6396 | FRANKLAND | WA | -34 | 3 | 1.4
6398 | WALPOLE | WA | -34 | 3 | 1.4
2536 | WOODLANDS | NSW | -35 | 4 | 1.6
2537 | TUROSS HEAD | NSW | -35 | 4 | 1.6
2538 | MILTON | NSW | -35 | 4 | 1.6
2541 | NOWRA | NSW | -35 | 4 | 1.6
2600 | YARRALUMLA | ACT | -35 | 4 | 1.6
2602 | WATSON | ACT | -35 | 1 | 1.6
2603 | RED HILL | ACT | -35 | 4 | 1.6
2604 | NARRABUNDAH | ACT | -35 | 4 | 1.6
2605 | HUGHES | ACT | -35 | 4 | 1.6
2606 | WODEN | ACT | -35 | 4 | 1.6
2607 | TORRENS | ACT | -35 | 4 | 1.6
2609 | SYMONSTON | ACT | -35 | 4 | 1.6
2611 | WESTON CREEK | ACT | -35 | 4 | 1.6
2614 | WEETANGERA | ACT | -35 | 4 | 1.6
2615 | SPENCE | ACT | -35 | 4 | 1.6
2617 | MCKELLAR | ACT | -35 | 4 | 1.6
2618 | HALL | ACT | -35 | 4 | 1.6
2619 | JERRABOMBERRA | NSW | -35 | 4 | 1.6
2620 | WILLIAMSDALE | NSW | -35 | 4 | 1.6
2621 | BUNGENDORE | NSW | -35 | 4 | 1.6
2622 | REIDSDALE | NSW | -35 | 4 | 1.6
2626 | BREDBO | NSW | -35 | 4 | 1.6
2630 | YAOUK | NSW | -35 | 4 | 1.6
2643 | HOWLONG | NSW | -35 | 4 | 1.6
2644 | WOOMARGAMA | NSW | -35 | 4 | 1.6
2645 | URANA | NSW | -35 | 4 | 1.6
2646 | SAVERNAKE | NSW | -35 | 4 | 1.6
2647 | MULWALA | NSW | -35 | 4 | 1.6
2650 | WAGGA WAGGA SOUTH | NSW | -35 | 4 | 1.6
2651 | FOREST HILL | NSW | -35 | 4 | 1.6
2652 | URANQUINTY | NSW | -35 | 4 | 1.6
2653 | TUMBARUMBA | NSW | -35 | 4 | 1.6
2655 | THE ROCK | NSW | -35 | 4 | 1.6
2656 | URANGELINE EAST | NSW | -35 | 4 | 1.6
2658 | RYAN | NSW | -35 | 4 | 1.6
2659 | WALLA WALLA | NSW | -35 | 4 | 1.6
2660 | MORVEN | NSW | -35 | 4 | 1.6
2661 | KAPOOKA | NSW | -35 | 4 | 1.6
2710 | WANGANELLA | NSW | -35 | 4 | 1.6
2712 | BERRIGAN | NSW | -35 | 4 | 1.6
2713 | FINLEY | NSW | -35 | 4 | 1.6
2714 | TOCUMWAL | NSW | -35 | 4 | 1.6
2716 | MABINS WELL | NSW | -35 | 4 | 1.6
2720 | TUMUT | NSW | -35 | 4 | 1.6
2729 | WONDALGA | NSW | -35 | 4 | 1.6
2730 | BATLOW | NSW | -35 | 4 | 1.6
2733 | MOULAMEIN | NSW | -35 | 4 | 1.6
2736 | TOOLEYBUC | NSW | -35 | 4 | 1.6
2900 | TUGGERANONG | ACT | -35 | 4 | 1.6
2902 | KAMBAH | ACT | -35 | 4 | 1.6
2903 | WANNIASSA | ACT | -35 | 4 | 1.6
2904 | MONASH | ACT | -35 | 4 | 1.6
2905 | THEODORE | ACT | -35 | 4 | 1.6
2906 | GORDON | ACT | -35 | 4 | 1.6
2911 | MITCHELL | ACT | -35 | 4 | 1.6
3395 | BEULAH | VIC | -35 | 4 | 1.6
3396 | HOPETOUN | VIC | -35 | 4 | 1.6
3424 | YAAPEET | VIC | -35 | 4 | 1.6
3483 | BIRCHIP | VIC | -35 | 4 | 1.6
3485 | WOOMELANG | VIC | -35 | 4 | 1.6
3487 | LASCELLES | VIC | -35 | 4 | 1.6
3488 | SPEED | VIC | -35 | 4 | 1.6
3489 | TEMPY | VIC | -35 | 4 | 1.6
3491 | PATCHEWOLLOCK | VIC | -35 | 4 | 1.6
3509 | UNDERBOOL | VIC | -35 | 4 | 1.6
3512 | MURRAYVILLE | VIC | -35 | 4 | 1.6
3529 | NULLAWIL | VIC | -35 | 4 | 1.6
3530 | CULGOA | VIC | -35 | 4 | 1.6
3531 | BERRIWILLOCK | VIC | -35 | 4 | 1.6
3533 | SEA LAKE | VIC | -35 | 4 | 1.6
3537 | GREDGWIN | VIC | -35 | 4 | 1.6
3540 | QUAMBATOOK | VIC | -35 | 4 | 1.6
3542 | LALBERT | VIC | -35 | 4 | 1.6
3544 | WAITCHIE | VIC | -35 | 4 | 1.6
3546 | MANANGATANG | VIC | -35 | 4 | 1.6
3566 | GUNBOWER | VIC | -35 | 4 | 1.6
3567 | MINCHA WEST | VIC | -35 | 4 | 1.6
3568 | COHUNA | VIC | -35 | 4 | 1.6
3575 | YARRAWALLA | VIC | -35 | 4 | 1.6
3579 | MURRABIT | VIC | -35 | 4 | 1.6
3580 | KOONDROOK | VIC | -35 | 4 | 1.6
3584 | LAKE BOGA | VIC | -35 | 4 | 1.6
3585 | SWAN HILL | VIC | -35 | 4 | 1.6
3588 | WOORINEN SOUTH | VIC | -35 | 4 | 1.6
3591 | VINIFERA | VIC | -35 | 4 | 1.6
3594 | NYAH | VIC | -35 | 4 | 1.6
3595 | NYAH WEST | VIC | -35 | 4 | 1.6
3638 | NATHALIA | VIC | -35 | 4 | 1.6
3639 | PICOLA | VIC | -35 | 4 | 1.6
3640 | KATUNGA | VIC | -35 | 4 | 1.6
3641 | STRATHMERTON | VIC | -35 | 4 | 1.6
3644 | YARROWEYAH | VIC | -35 | 4 | 1.6
3709 | WALWA | VIC | -35 | 4 | 1.6
5042 | ST MARYS | SA | -35 | 4 | 1.6
5046 | WARRADALE NORTH | SA | -35 | 4 | 1.6
5047 | STURT | SA | -35 | 4 | 1.6
5048 | SOUTH BRIGHTON | SA | -35 | 4 | 1.6
5049 | SEAVIEW DOWNS | SA | -35 | 4 | 1.6
5050 | EDEN HILLS | SA | -35 | 4 | 1.6
5051 | HAWTHORNDENE | SA | -35 | 4 | 1.6
5150 | LEAWOOD GARDENS | SA | -35 | 4 | 1.6
5153 | SCOTT CREEK | SA | -35 | 4 | 1.6
5154 | ALDGATE | SA | -35 | 4 | 1.6
5155 | MOUNT GEORGE | SA | -35 | 4 | 1.6
5156 | UPPER STURT | SA | -35 | 4 | 1.6
5157 | KANGARILLA | SA | -35 | 4 | 1.6
5158 | TROTT PARK | SA | -35 | 4 | 1.6
5159 | HAPPY VALLEY | SA | -35 | 4 | 1.6
5160 | LONSDALE | SA | -35 | 4 | 1.6
5161 | REYNELLA | SA | -35 | 4 | 1.6
5162 | WOODCROFT | SA | -35 | 4 | 1.6
5163 | ONKAPARINGA HILLS | SA | -35 | 4 | 1.6
5164 | CHRISTIE DOWNS | SA | -35 | 4 | 1.6
5165 | CHRISTIES BEACH NORTH | SA | -35 | 4 | 1.6
5166 | O'SULLIVAN BEACH | SA | -35 | 4 | 1.6
5167 | PORT NOARLUNGA | SA | -35 | 4 | 1.6
5168 | OLD NOARLUNGA | SA | -35 | 4 | 1.6
5169 | SEAFORD MEADOWS | SA | -35 | 4 | 1.6
5171 | PEDLER CREEK | SA | -35 | 4 | 1.6
5172 | WILLUNGA | SA | -35 | 4 | 1.6
5173 | PORT WILLUNGA | SA | -35 | 4 | 1.6
5201 | MEADOWS | SA | -35 | 4 | 1.6
5202 | MYPONGA | SA | -35 | 4 | 1.6
5203 | YANKALILLA | SA | -35 | 4 | 1.6
5204 | SECOND VALLEY | SA | -35 | 4 | 1.6
5210 | MOUNT COMPASS | SA | -35 | 4 | 1.6
5211 | VICTOR HARBOR | SA | -35 | 4 | 1.6
5212 | PORT ELLIOT | SA | -35 | 4 | 1.6
5214 | GOOLWA | SA | -35 | 4 | 1.6
5220 | PARNDANA | SA | -35 | 4 | 1.6
5221 | AMERICAN RIVER | SA | -35 | 4 | 1.6
5222 | PENNESHAW | SA | -35 | 4 | 1.6
5223 | KINGSCOTE | SA | -35 | 4 | 1.6
5245 | VERDUN | SA | -35 | 4 | 1.6
5250 | LITTLEHAMPTON | SA | -35 | 4 | 1.6
5251 | WISTOW | SA | -35 | 4 | 1.6
5252 | NAIRNE | SA | -35 | 4 | 1.6
5253 | MURRAY BRIDGE SOUTH | SA | -35 | 4 | 1.6
5254 | MYPOLONGA | SA | -35 | 4 | 1.6
5260 | TAILEM BEND | SA | -35 | 4 | 1.6
5261 | YUMALI | SA | -35 | 4 | 1.6
5264 | MENINGIE | SA | -35 | 4 | 1.6
5265 | COONALPYN | SA | -35 | 4 | 1.6
5266 | TINTINARA | SA | -35 | 4 | 1.6
5301 | SHERLOCK | SA | -35 | 4 | 1.6
5302 | LAMEROO | SA | -35 | 4 | 1.6
5303 | PARILLA | SA | -35 | 4 | 1.6
5304 | PINNAROO | SA | -35 | 4 | 1.6
5306 | WYNARKA | SA | -35 | 4 | 1.6
5307 | MARAMA | SA | -35 | 4 | 1.6
5309 | SANDALWOOD | SA | -35 | 4 | 1.6
5576 | YORKETOWN | SA | -35 | 4 | 1.6
5577 | WAROOKA | SA | -35 | 4 | 1.6
5582 | STANSBURY | SA | -35 | 4 | 1.6
5583 | EDITHBURGH | SA | -35 | 4 | 1.6
6330 | YOUNGS SIDING | WA | -35 | 4 | 1.6
2545 | NERRIGUNDAH | NSW | -36 | 4 | 1.6
2546 | WALLAGA LAKE HEIGHTS | NSW | -36 | 4 | 1.6
2548 | TURA BEACH | NSW | -36 | 4 | 1.6
2549 | SOUTH PAMBULA | NSW | -36 | 4 | 1.6
2627 | JINDABYNE | NSW | -36 | 4 | 1.6
2628 | NUMBLA VALE | NSW | -36 | 4 | 1.6
2631 | NIMMITABEL | NSW | -36 | 4 | 1.6
2632 | MILA | NSW | -36 | 4 | 1.6
2633 | DELEGATE | NSW | -36 | 4 | 1.6
2640 | THURGOONA | NSW | -36 | 4 | 1.6
2641 | LAVINGTON | NSW | -36 | 4 | 1.6
2642 | YERONG CREEK | NSW | -36 | 4 | 1.6
3319 | BENAYEO | VIC | -36 | 4 | 1.6
3387 | MARNOO | VIC | -36 | 4 | 1.6
3388 | RUPANYUP | VIC | -36 | 4 | 1.6
3390 | MURTOA | VIC | -36 | 4 | 1.6
3391 | BRIM | VIC | -36 | 4 | 1.6
3392 | SHEEP HILLS | VIC | -36 | 4 | 1.6
3393 | WARRACKNABEAL | VIC | -36 | 4 | 1.6
3400 | HORSHAM | VIC | -36 | 4 | 1.6
3401 | WOMBELANO | VIC | -36 | 4 | 1.6
3409 | NATIMUK | VIC | -36 | 4 | 1.6
3412 | GOROKE | VIC | -36 | 4 | 1.6
3413 | PERONNE | VIC | -36 | 4 | 1.6
3414 | DIMBOOLA | VIC | -36 | 4 | 1.6
3418 | YANAC | VIC | -36 | 4 | 1.6
3419 | KANIVA | VIC | -36 | 4 | 1.6
3420 | SERVICETON | VIC | -36 | 4 | 1.6
3423 | JEPARIT | VIC | -36 | 4 | 1.6
3453 | RAVENSWOOD | VIC | -36 | 4 | 1.6
3463 | WOODSTOCK WEST | VIC | -36 | 4 | 1.6
3472 | MOLIAGUL | VIC | -36 | 4 | 1.6
3475 | LOGAN | VIC | -36 | 4 | 1.6
3478 | STUART MILL | VIC | -36 | 4 | 1.6
3480 | LITCHFIELD | VIC | -36 | 4 | 1.6
3482 | WATCHEM | VIC | -36 | 4 | 1.6
3515 | MARONG | VIC | -36 | 4 | 1.6
3516 | LEICHARDT | VIC | -36 | 4 | 1.6
3517 | SERPENTINE | VIC | -36 | 4 | 1.6
3518 | WEDDERBURN | VIC | -36 | 4 | 1.6
3520 | KORONG VALE | VIC | -36 | 4 | 1.6
3523 | KNOWSLEY | VIC | -36 | 4 | 1.6
3525 | WYCHITELLA | VIC | -36 | 4 | 1.6
3527 | WYCHEPROOF | VIC | -36 | 4 | 1.6
3550 | WHITE HILLS | VIC | -36 | 1 | 1.6
3551 | TOOLLEEN | VIC | -36 | 4 | 1.6
3555 | KANGAROO FLAT | VIC | -36 | 4 | 1.6
3556 | SEBASTIAN | VIC | -36 | 4 | 1.6
3557 | GOORNONG | VIC | -36 | 4 | 1.6
3558 | HUNTER | VIC | -36 | 4 | 1.6
3559 | COROP | VIC | -36 | 4 | 1.6
3561 | ROCHESTER | VIC | -36 | 4 | 1.6
3562 | TORRUMBARRY | VIC | -36 | 4 | 1.6
3563 | LOCKINGTON | VIC | -36 | 4 | 1.6
3564 | SIMMIE | VIC | -36 | 4 | 1.6
3570 | RAYWOOD | VIC | -36 | 4 | 1.6
3571 | TANDARRA | VIC | -36 | 4 | 1.6
3573 | MITIAMO | VIC | -36 | 4 | 1.6
3576 | DURHAM OX | VIC | -36 | 4 | 1.6
3608 | WAHRING | VIC | -36 | 4 | 1.6
3610 | MURCHISON | VIC | -36 | 4 | 1.6
3612 | WANALTA | VIC | -36 | 4 | 1.6
3614 | TOOLAMBA | VIC | -36 | 4 | 1.6
3616 | TOOLAMBA EAST | VIC | -36 | 4 | 1.6
3620 | WYUNA | VIC | -36 | 4 | 1.6
3621 | YAMBUNA | VIC | -36 | 4 | 1.6
3622 | STRATHALLAN | VIC | -36 | 4 | 1.6
3623 | STANHOPE | VIC | -36 | 4 | 1.6
3629 | UNDERA | VIC | -36 | 4 | 1.6
3630 | SHEPPARTON | VIC | -36 | 4 | 1.6
3631 | TAMLEUGH WEST | VIC | -36 | 4 | 1.6
3633 | CONGUPNA | VIC | -36 | 4 | 1.6
3634 | TALLYGAROOPNA | VIC | -36 | 4 | 1.6
3635 | WUNGHNU | VIC | -36 | 4 | 1.6
3636 | NUMURKAH | VIC | -36 | 4 | 1.6
3647 | DOOKIE COLLEGE | VIC | -36 | 4 | 1.6
3662 | PUCKAPUNYAL MILPO | VIC | -36 | 4 | 1.6
3663 | MANGALORE | VIC | -36 | 4 | 1.6
3664 | AVENEL | VIC | -36 | 4 | 1.6
3665 | LONGWOOD | VIC | -36 | 4 | 1.6
3666 | STRATHBOGIE | VIC | -36 | 4 | 1.6
3669 | VIOLET TOWN | VIC | -36 | 4 | 1.6
3670 | WARRENBAYNE | VIC | -36 | 4 | 1.6
3672 | BENALLA | VIC | -36 | 4 | 1.6
3673 | WINTON | VIC | -36 | 4 | 1.6
3675 | HANSONVILLE | VIC | -36 | 4 | 1.6
3677 | WANGARATTA | VIC | -36 | 4 | 1.6
3678 | OXLEY | VIC | -36 | 4 | 1.6
3682 | SPRINGHURST | VIC | -36 | 4 | 1.6
3683 | CHILTERN | VIC | -36 | 4 | 1.6
3685 | RUTHERGLEN | VIC | -36 | 4 | 1.6
3687 | WAHGUNYAH | VIC | -36 | 4 | 1.6
3688 | WOORAGEE NORTH | VIC | -36 | 4 | 1.6
3690 | WODONGA | VIC | -36 | 4 | 1.6
3691 | TANGAMBALANGA | VIC | -36 | 4 | 1.6
3697 | TAWONGA | VIC | -36 | 4 | 1.6
3699 | MOUNT BEAUTY | VIC | -36 | 4 | 1.6
3700 | TALLANGATTA | VIC | -36 | 4 | 1.6
3701 | SHELLEY | VIC | -36 | 4 | 1.6
3704 | KOETONG | VIC | -36 | 4 | 1.6
3705 | CUDGEWA | VIC | -36 | 4 | 1.6
3707 | TOWONG | VIC | -36 | 4 | 1.6
3715 | WOODFIELD | VIC | -36 | 4 | 1.6
3725 | GOORAMBAT | VIC | -36 | 4 | 1.6
3726 | THOONA | VIC | -36 | 4 | 1.6
3727 | YUNDOOL | VIC | -36 | 4 | 1.6
3728 | WILBY | VIC | -36 | 4 | 1.6
3730 | YARRAWONGA | VIC | -36 | 4 | 1.6
3732 | MOYHU | VIC | -36 | 4 | 1.6
3733 | WHITLANDS | VIC | -36 | 4 | 1.6
3735 | WHOROULY | VIC | -36 | 4 | 1.6
3737 | MYRTLEFORD | VIC | -36 | 4 | 1.6
3739 | EUROBIN | VIC | -36 | 4 | 1.6
3740 | POREPUNKAH | VIC | -36 | 4 | 1.6
3741 | MOUNT HOTHAM | VIC | -36 | 4 | 1.6
3744 | WANDILIGONG | VIC | -36 | 4 | 1.6
3747 | WOORAGEE | VIC | -36 | 4 | 1.6
3749 | YACKANDANDAH | VIC | -36 | 4 | 1.6
3900 | BENAMBRA | VIC | -36 | 4 | 1.6
5262 | KYBYBOLITE | SA | -36 | 4 | 1.6
5267 | KEITH | SA | -36 | 4 | 1.6
5268 | BORDERTOWN | SA | -36 | 4 | 1.6
5269 | WOLSELEY | SA | -36 | 4 | 1.6
5270 | MUNDULLA | SA | -36 | 4 | 1.6
5271 | PADTHAWAY | SA | -36 | 4 | 1.6
5272 | LUCINDALE | SA | -36 | 4 | 1.6
5275 | KINGSTON SE | SA | -36 | 4 | 1.6
2550 | YOWRIE | NSW | -37 | 4 | 1.6
2551 | WONBOYN LAKE | NSW | -37 | 4 | 1.6
3000 | MELBOURNE | VIC | -37 | 4 | 1.6
3002 | EAST MELBOURNE | VIC | -37 | 4 | 1.6
3003 | WEST MELBOURNE | VIC | -37 | 4 | 1.6
3004 | ST KILDA ROAD MELBOURNE | VIC | -37 | 4 | 1.6
3005 | WORLD TRADE CENTRE | VIC | -37 | 4 | 1.6
3011 | SEDDON | VIC | -37 | 4 | 1.6
3012 | WEST FOOTSCRAY | VIC | -37 | 4 | 1.6
3013 | YARRAVILLE | VIC | -37 | 4 | 1.6
3015 | SPOTSWOOD | VIC | -37 | 4 | 1.6
3016 | WILLIAMSTOWN | VIC | -37 | 4 | 1.6
3018 | SEAHOLME | VIC | -37 | 4 | 1.6
3019 | BRAYBROOK | VIC | -37 | 4 | 1.6
3020 | SUNSHINE | VIC | -37 | 4 | 1.6
3021 | ST ALBANS | VIC | -37 | 4 | 1.6
3022 | ARDEER | VIC | -37 | 4 | 1.6
3023 | DEER PARK | VIC | -37 | 4 | 1.6
3025 | ALTONA NORTH | VIC | -37 | 4 | 1.6
3026 | LAVERTON NORTH | VIC | -37 | 4 | 1.6
3028 | LAVERTON | VIC | -37 | 4 | 1.6
3029 | TRUGANINA | VIC | -37 | 4 | 1.6
3030 | WERRIBEE | VIC | -37 | 4 | 1.6
3031 | KENSINGTON | VIC | -37 | 4 | 1.6
3032 | TRAVANCORE | VIC | -37 | 4 | 1.6
3033 | KEILOR EAST | VIC | -37 | 4 | 1.6
3034 | AVONDALE HEIGHTS | VIC | -37 | 4 | 1.6
3036 | KEILOR | VIC | -37 | 4 | 1.6
3038 | TAYLORS LAKES | VIC | -37 | 4 | 1.6
3039 | MOONEE PONDS | VIC | -37 | 4 | 1.6
3040 | ESSENDON WEST | VIC | -37 | 4 | 1.6
3041 | STRATHMORE HEIGHTS | VIC | -37 | 4 | 1.6
3042 | NIDDRIE | VIC | -37 | 4 | 1.6
3043 | TULLAMARINE | VIC | -37 | 4 | 1.6
3044 | WESTBREEN | VIC | -37 | 4 | 1.6
3045 | MELBOURNE AIRPORT | VIC | -37 | 4 | 1.6
3046 | OAK PARK | VIC | -37 | 4 | 1.6
3047 | JACANA | VIC | -37 | 4 | 1.6
3048 | MEADOW HEIGHTS | VIC | -37 | 4 | 1.6
3049 | WESTMEADOWS | VIC | -37 | 4 | 1.6
3050 | ROYAL MELBOURNE HOSPITAL | VIC | -37 | 4 | 1.6
3051 | NORTH MELBOURNE | VIC | -37 | 4 | 1.6
3052 | PARKVILLE | VIC | -37 | 4 | 1.6
3053 | CARLTON | VIC | -37 | 4 | 1.6
3054 | CARLTON NORTH | VIC | -37 | 4 | 1.6
3055 | BRUNSWICK WEST | VIC | -37 | 4 | 1.6
3056 | BRUNSWICK | VIC | -37 | 4 | 1.6
3057 | BRUNSWICK EAST | VIC | -37 | 4 | 1.6
3058 | MORELAND | VIC | -37 | 4 | 1.6
3059 | GREENVALE | VIC | -37 | 4 | 1.6
3060 | FAWKNER | VIC | -37 | 4 | 1.6
3061 | CAMPBELLFIELD | VIC | -37 | 4 | 1.6
3062 | SOMERTON | VIC | -37 | 4 | 1.6
3063 | YUROKE | VIC | -37 | 4 | 1.6
3064 | ROXBURGH PARK | VIC | -37 | 4 | 1.6
3065 | FITZROY | VIC | -37 | 4 | 1.6
3066 | COLLINGWOOD | VIC | -37 | 4 | 1.6
3067 | ABBOTSFORD | VIC | -37 | 4 | 1.6
3068 | FITZROY NORTH | VIC | -37 | 4 | 1.6
3070 | NORTHCOTE | VIC | -37 | 4 | 1.6
3071 | THORNBURY | VIC | -37 | 4 | 1.6
3072 | PRESTON | VIC | -37 | 4 | 1.6
3073 | RESERVOIR | VIC | -37 | 4 | 1.6
3074 | THOMASTOWN | VIC | -37 | 4 | 1.6
3075 | LALOR | VIC | -37 | 4 | 1.6
3076 | EPPING DC | VIC | -37 | 4 | 1.6
3078 | FAIRFIELD | VIC | -37 | 4 | 1.6
3079 | IVANHOE EAST | VIC | -37 | 4 | 1.6
3081 | HEIDELBERG WEST | VIC | -37 | 4 | 1.6
3082 | MILL PARK | VIC | -37 | 4 | 1.6
3083 | KINGSBURY | VIC | -37 | 4 | 1.6
3084 | VIEWBANK | VIC | -37 | 4 | 1.6
3085 | YALLAMBIE | VIC | -37 | 4 | 1.6
3087 | WATSONIA | VIC | -37 | 4 | 1.6
3088 | SAINT HELENA | VIC | -37 | 4 | 1.6
3089 | DIAMOND CREEK | VIC | -37 | 4 | 1.6
3090 | PLENTY | VIC | -37 | 4 | 1.6
3091 | YARRAMBAT | VIC | -37 | 4 | 1.6
3093 | LOWER PLENTY | VIC | -37 | 4 | 1.6
3096 | WATTLE GLEN | VIC | -37 | 4 | 1.6
3097 | KANGAROO GROUND | VIC | -37 | 4 | 1.6
3099 | STRATHEWEN | VIC | -37 | 4 | 1.6
3101 | KEW | VIC | -37 | 4 | 1.6
3102 | KEW EAST | VIC | -37 | 4 | 1.6
3103 | BALWYN | VIC | -37 | 4 | 1.6
3104 | BALWYN NORTH | VIC | -37 | 4 | 1.6
3105 | BULLEEN | VIC | -37 | 4 | 1.6
3106 | TEMPLESTOWE | VIC | -37 | 4 | 1.6
3107 | TEMPLESTOWE LOWER | VIC | -37 | 4 | 1.6
3108 | DONCASTER | VIC | -37 | 4 | 1.6
3109 | DONCASTER EAST | VIC | -37 | 4 | 1.6
3111 | DONVALE | VIC | -37 | 4 | 1.6
3113 | WARRANDYTE | VIC | -37 | 4 | 1.6
3115 | WONGA PARK | VIC | -37 | 4 | 1.6
3116 | CHIRNSIDE PARK | VIC | -37 | 4 | 1.6
3121 | RICHMOND | VIC | -37 | 4 | 1.6
3122 | HAWTHORN | VIC | -37 | 4 | 1.6
3123 | HAWTHORN EAST | VIC | -37 | 4 | 1.6
3124 | CAMBERWELL | VIC | -37 | 4 | 1.6
3125 | BURWOOD | VIC | -37 | 4 | 1.6
3126 | CANTERBURY | VIC | -37 | 4 | 1.6
3127 | SURREY HILLS | VIC | -37 | 4 | 1.6
3128 | BOX HILL SOUTH | VIC | -37 | 4 | 1.6
3129 | MONT ALBERT NORTH | VIC | -37 | 4 | 1.6
3130 | BLACKBURN SOUTH | VIC | -37 | 4 | 1.6
3131 | NUNAWADING | VIC | -37 | 4 | 1.6
3132 | MITCHAM | VIC | -37 | 4 | 1.6
3133 | VERMONT SOUTH | VIC | -37 | 4 | 1.6
3134 | WARRANWOOD | VIC | -37 | 4 | 1.6
3135 | RINGWOOD EAST | VIC | -37 | 4 | 1.6
3136 | CROYDON SOUTH | VIC | -37 | 4 | 1.6
3137 | KILSYTH SOUTH | VIC | -37 | 4 | 1.6
3138 | MOOROOLBARK | VIC | -37 | 4 | 1.6
3139 | YELLINGBO | VIC | -37 | 4 | 1.6
3140 | LILYDALE | VIC | -37 | 4 | 1.6
3141 | SOUTH YARRA | VIC | -37 | 4 | 1.6
3142 | TOORAK | VIC | -37 | 4 | 1.6
3143 | ARMADALE | VIC | -37 | 4 | 1.6
3144 | MALVERN | VIC | -37 | 4 | 1.6
3145 | MALVERN EAST | VIC | -37 | 4 | 1.6
3146 | GLEN IRIS | VIC | -37 | 4 | 1.6
3147 | ASHWOOD | VIC | -37 | 4 | 1.6
3148 | CHADSTONE | VIC | -37 | 4 | 1.6
3149 | MOUNT WAVERLEY | VIC | -37 | 4 | 1.6
3150 | WHEELERS HILL | VIC | -37 | 4 | 1.6
3151 | BURWOOD EAST | VIC | -37 | 4 | 1.6
3152 | WANTIRNA SOUTH | VIC | -37 | 4 | 1.6
3153 | BAYSWATER NORTH | VIC | -37 | 4 | 1.6
3154 | THE BASIN | VIC | -37 | 4 | 1.6
3155 | BORONIA | VIC | -37 | 4 | 1.6
3156 | UPPER FERNTREE GULLY | VIC | -37 | 4 | 1.6
3158 | UPWEY | VIC | -37 | 4 | 1.6
3159 | SELBY | VIC | -37 | 4 | 1.6
3160 | TECOMA | VIC | -37 | 4 | 1.6
3161 | CAULFIELD NORTH | VIC | -37 | 4 | 1.6
3162 | CAULFIELD SOUTH | VIC | -37 | 4 | 1.6
3163 | MURRUMBEENA | VIC | -37 | 4 | 1.6
3165 | BENTLEIGH EAST | VIC | -37 | 4 | 1.6
3166 | OAKLEIGH EAST | VIC | -37 | 4 | 1.6
3167 | OAKLEIGH SOUTH | VIC | -37 | 4 | 1.6
3168 | NOTTING HILL | VIC | -37 | 4 | 1.6
3169 | CLAYTON SOUTH | VIC | -37 | 4 | 1.6
3170 | MULGRAVE | VIC | -37 | 4 | 1.6
3171 | SPRINGVALE | VIC | -37 | 4 | 1.6
3172 | SPRINGVALE SOUTH | VIC | -37 | 4 | 1.6
3174 | NOBLE PARK NORTH | VIC | -37 | 4 | 1.6
3175 | DANDENONG SOUTH | VIC | -37 | 4 | 1.6
3178 | ROWVILLE | VIC | -37 | 4 | 1.6
3179 | SCORESBY | VIC | -37 | 4 | 1.6
3180 | KNOXFIELD | VIC | -37 | 4 | 1.6
3181 | WINDSOR | VIC | -37 | 4 | 1.6
3182 | ST KILDA WEST | VIC | -37 | 4 | 1.6
3183 | ST KILDA EAST | VIC | -37 | 4 | 1.6
3184 | ELWOOD | VIC | -37 | 4 | 1.6
3185 | RIPPONLEA | VIC | -37 | 4 | 1.6
3186 | BRIGHTON | VIC | -37 | 4 | 1.6
3187 | BRIGHTON EAST | VIC | -37 | 4 | 1.6
3188 | HAMPTON EAST | VIC | -37 | 4 | 1.6
3189 | MOORABBIN EAST | VIC | -37 | 4 | 1.6
3190 | HIGHETT | VIC | -37 | 4 | 1.6
3191 | SANDRINGHAM | VIC | -37 | 4 | 1.6
3192 | SOUTHLAND CENTRE | VIC | -37 | 4 | 1.6
3193 | BLACK ROCK | VIC | -37 | 4 | 1.6
3194 | MOORABBIN AIRPORT | VIC | -37 | 4 | 1.6
3202 | HEATHERTON | VIC | -37 | 4 | 1.6
3204 | ORMOND | VIC | -37 | 4 | 1.6
3205 | SOUTH MELBOURNE DC | VIC | -37 | 4 | 1.6
3206 | MIDDLE PARK | VIC | -37 | 4 | 1.6
3207 | PORT MELBOURNE | VIC | -37 | 4 | 1.6
3271 | PURA PURA | VIC | -37 | 4 | 1.6
3274 | CARAMUT | VIC | -37 | 4 | 1.6
3289 | PENSHURST | VIC | -37 | 4 | 1.6
3293 | GLENTHOMPSON | VIC | -37 | 4 | 1.6
3294 | VICTORIA VALLEY | VIC | -37 | 4 | 1.6
3300 | HAMILTON | VIC | -37 | 4 | 1.6
3302 | BRANXHOLME | VIC | -37 | 4 | 1.6
3303 | CONDAH | VIC | -37 | 4 | 1.6
3304 | WINNAP | VIC | -37 | 4 | 1.6
3310 | MERINO | VIC | -37 | 4 | 1.6
3311 | CASTERTON | VIC | -37 | 4 | 1.6
3315 | NAREEN | VIC | -37 | 4 | 1.6
3317 | HARROW | VIC | -37 | 1 | 1.6
3318 | LANGKOOP | VIC | -37 | 4 | 1.6
3323 | DUVERNEY | VIC | -37 | 4 | 1.6
3324 | LISMORE | VIC | -37 | 4 | 1.6
3325 | DERRINALLUM | VIC | -37 | 4 | 1.6
3330 | ROKEWOOD | VIC | -37 | 4 | 1.6
3331 | SUTHERLANDS CREEK | VIC | -37 | 4 | 1.6
3332 | LETHBRIDGE | VIC | -37 | 4 | 1.6
3333 | MEREDITH | VIC | -37 | 4 | 1.6
3334 | MORRISONS | VIC | -37 | 4 | 1.6
3335 | ROCKBANK | VIC | -37 | 4 | 1.6
3337 | TOOLERN VALE | VIC | -37 | 4 | 1.6
3338 | MELTON SOUTH | VIC | -37 | 4 | 1.6
3340 | ROWSLEY | VIC | -37 | 4 | 1.6
3341 | MYRNIONG | VIC | -37 | 4 | 1.6
3342 | MOUNT WALLACE | VIC | -37 | 4 | 1.6
3345 | GORDON | VIC | -37 | 4 | 1.6
3350 | SOVEREIGN HILL | VIC | -37 | 4 | 1.6
3351 | WESTMERE | VIC | -37 | 4 | 1.6
3352 | YENDON | VIC | -37 | 4 | 1.6
3355 | WENDOUREE | VIC | -37 | 4 | 1.6
3356 | SEBASTOPOL | VIC | -37 | 4 | 1.6
3357 | BUNINYONG | VIC | -37 | 4 | 1.6
3360 | LINTON | VIC | -37 | 4 | 1.6
3361 | SKIPTON | VIC | -37 | 4 | 1.6
3363 | CRESWICK | VIC | -37 | 4 | 1.6
3364 | ULLINA | VIC | -37 | 4 | 1.6
3370 | CLUNES | VIC | -37 | 4 | 1.6
3371 | TALBOT | VIC | -37 | 4 | 1.6
3373 | TRAWALLA | VIC | -37 | 4 | 1.6
3375 | BUANGOR | VIC | -37 | 4 | 1.6
3377 | WARRAK | VIC | -37 | 4 | 1.6
3378 | TATYOON | VIC | -37 | 4 | 1.6
3380 | STAWELL | VIC | -37 | 4 | 1.6
3381 | POMONAL | VIC | -37 | 4 | 1.6
3384 | NAVARRE | VIC | -37 | 4 | 1.6
3407 | VASEY | VIC | -37 | 4 | 1.6
3427 | DIGGERS REST | VIC | -37 | 4 | 1.6
3428 | BULLA | VIC | -37 | 4 | 1.6
3429 | SUNBURY | VIC | -37 | 4 | 1.6
3430 | CLARKEFIELD | VIC | -37 | 4 | 1.6
3431 | RIDDELLS CREEK | VIC | -37 | 4 | 1.6
3434 | ROMSEY | VIC | -37 | 4 | 1.6
3435 | LANCEFIELD | VIC | -37 | 4 | 1.6
3437 | GISBORNE | VIC | -37 | 4 | 1.6
3438 | NEW GISBORNE | VIC | -37 | 4 | 1.6
3440 | MACEDON | VIC | -37 | 4 | 1.6
3441 | MOUNT MACEDON | VIC | -37 | 4 | 1.6
3442 | WOODEND | VIC | -37 | 4 | 1.6
3444 | TYLDEN | VIC | -37 | 4 | 1.6
3446 | MALMSBURY | VIC | -37 | 4 | 1.6
3447 | TARADALE | VIC | -37 | 4 | 1.6
3448 | SUTTON GRANGE | VIC | -37 | 4 | 1.6
3450 | CASTLEMAINE | VIC | -37 | 4 | 1.6
3451 | MUCKLEFORD | VIC | -37 | 4 | 1.6
3458 | TRENTHAM | VIC | -37 | 4 | 1.6
3460 | DAYLESFORD | VIC | -37 | 4 | 1.6
3461 | YANDOIT | VIC | -37 | 4 | 1.6
3462 | NEWSTEAD | VIC | -37 | 4 | 1.6
3464 | CARISBROOK | VIC | -37 | 4 | 1.6
3465 | WAREEK | VIC | -37 | 4 | 1.6
3467 | AVOCA | VIC | -37 | 4 | 1.6
3468 | MOUNT LONARCH | VIC | -37 | 4 | 1.6
3469 | ELMHURST | VIC | -37 | 4 | 1.6
3501 | NICHOLS POINT | VIC | -37 | 4 | 1.6
3521 | PYALONG | VIC | -37 | 4 | 1.6
3522 | TOOBORAC | VIC | -37 | 4 | 1.6
3658 | STRATH CREEK | VIC | -37 | 4 | 1.6
3659 | TALLAROOK | VIC | -37 | 4 | 1.6
3660 | TRAWOOL | VIC | -37 | 4 | 1.6
3712 | THORNTON | VIC | -37 | 4 | 1.6
3713 | EILDON | VIC | -37 | 4 | 1.6
3714 | TAGGERTY | VIC | -37 | 4 | 1.6
3717 | YEA | VIC | -37 | 4 | 1.6
3718 | MOLESWORTH | VIC | -37 | 4 | 1.6
3719 | YARCK | VIC | -37 | 4 | 1.6
3720 | BONNIE DOON | VIC | -37 | 4 | 1.6
3722 | MIRIMBAH | VIC | -37 | 4 | 1.6
3750 | WOLLERT | VIC | -37 | 4 | 1.6
3752 | SOUTH MORANG | VIC | -37 | 4 | 1.6
3753 | BEVERIDGE | VIC | -37 | 4 | 1.6
3754 | YAN YEAN SOUTH | VIC | -37 | 4 | 1.6
3755 | YAN YEAN | VIC | -37 | 4 | 1.6
3756 | WALLAN | VIC | -37 | 4 | 1.6
3757 | WHITTLESEA | VIC | -37 | 4 | 1.6
3758 | WANDONG | VIC | -37 | 4 | 1.6
3759 | PANTON HILL | VIC | -37 | 4 | 1.6
3761 | ST ANDREWS | VIC | -37 | 4 | 1.6
3763 | KINGLAKE | VIC | -37 | 4 | 1.6
3764 | KILMORE | VIC | -37 | 4 | 1.6
3765 | MONTROSE | VIC | -37 | 4 | 1.6
3766 | KALORAMA | VIC | -37 | 4 | 1.6
3767 | MOUNT DANDENONG | VIC | -37 | 4 | 1.6
3770 | GRUYERE | VIC | -37 | 4 | 1.6
3775 | YARRA GLEN | VIC | -37 | 4 | 1.6
3777 | TOOLANGI | VIC | -37 | 4 | 1.6
3778 | NARBETHONG | VIC | -37 | 4 | 1.6
3779 | MARYSVILLE | VIC | -37 | 4 | 1.6
3781 | COCKATOO | VIC | -37 | 4 | 1.6
3782 | MACCLESFIELD | VIC | -37 | 4 | 1.6
3783 | GEMBROOK | VIC | -37 | 4 | 1.6
3786 | FERNY CREEK | VIC | -37 | 4 | 1.6
3788 | OLINDA | VIC | -37 | 4 | 1.6
3789 | SHERBROOKE | VIC | -37 | 4 | 1.6
3791 | KALLISTA | VIC | -37 | 4 | 1.6
3793 | MONBULK | VIC | -37 | 4 | 1.6
3795 | SILVAN | VIC | -37 | 4 | 1.6
3796 | MOUNT EVELYN | VIC | -37 | 4 | 1.6
3797 | YARRA JUNCTION | VIC | -37 | 4 | 1.6
3799 | WESBURN | VIC | -37 | 4 | 1.6
3802 | ENDEAVOUR HILLS | VIC | -37 | 4 | 1.6
3808 | BEACONSFIELD UPPER | VIC | -37 | 4 | 1.6
3821 | ROKEBY | VIC | -37 | 4 | 1.6
3833 | NOOJEE | VIC | -37 | 4 | 1.6
3858 | SEATON | VIC | -37 | 4 | 1.6
3860 | VALENCIA CREEK | VIC | -37 | 4 | 1.6
3862 | STRATFORD | VIC | -37 | 4 | 1.6
3865 | LINDENOW | VIC | -37 | 4 | 1.6
3875 | WY YUNG | VIC | -37 | 4 | 1.6
3880 | RAYMOND ISLAND | VIC | -37 | 4 | 1.6
3882 | NICHOLSON | VIC | -37 | 4 | 1.6
3885 | WULGULMERANG | VIC | -37 | 4 | 1.6
3886 | NEWMERELLA | VIC | -37 | 4 | 1.6
3887 | WAIREWA | VIC | -37 | 4 | 1.6
3888 | TUBBUT | VIC | -37 | 4 | 1.6
3889 | SYDENHAM INLET | VIC | -37 | 4 | 1.6
3890 | NOORINBEE | VIC | -37 | 4 | 1.6
3891 | GIPSY POINT | VIC | -37 | 4 | 1.6
3892 | MALLACOOTA | VIC | -37 | 4 | 1.6
3893 | TAMBO CROSSING | VIC | -37 | 4 | 1.6
3895 | ENSAY | VIC | -37 | 4 | 1.6
3896 | SWIFTS CREEK | VIC | -37 | 4 | 1.6
3898 | OMEO | VIC | -37 | 4 | 1.6
3902 | JOHNSONVILLE | VIC | -37 | 4 | 1.6
3903 | SWAN REACH | VIC | -37 | 4 | 1.6
3904 | METUNG | VIC | -37 | 4 | 1.6
3909 | LAKES ENTRANCE | VIC | -37 | 4 | 1.6
5263 | COONAWARRA | SA | -37 | 4 | 1.6
5276 | ROBE | SA | -37 | 4 | 1.6
5277 | TARPEENA | SA | -37 | 4 | 1.6
5278 | KALANGADOO | SA | -37 | 4 | 1.6
5279 | TRIHI | SA | -37 | 4 | 1.6
5280 | TANTANOOLA | SA | -37 | 4 | 1.6
5290 | MOUNT GAMBIER | SA | -37 | 4 | 1.6
5291 | YAHL | SA | -37 | 4 | 1.6
3173 | KEYSBOROUGH | VIC | -38 | 4 | 1.6
3177 | DOVETON | VIC | -38 | 4 | 1.6
3195 | PARKDALE | VIC | -38 | 4 | 1.6
3196 | EDITHVALE | VIC | -38 | 4 | 1.6
3197 | PATTERSON LAKES | VIC | -38 | 4 | 1.6
3198 | SEAFORD | VIC | -38 | 4 | 1.6
3199 | FRANKSTON | VIC | -38 | 4 | 1.6
3200 | FRANKSTON NORTH | VIC | -38 | 4 | 1.6
3201 | CARRUM DOWNS | VIC | -38 | 4 | 1.6
3214 | NORTH SHORE | VIC | -38 | 4 | 1.6
3215 | NORTH GEELONG | VIC | -38 | 4 | 1.6
3216 | WAURN PONDS | VIC | -38 | 4 | 1.6
3217 | DEAKIN UNIVERSITY | VIC | -38 | 4 | 1.6
3218 | MANIFOLD HEIGHTS | VIC | -38 | 4 | 1.6
3219 | WHITTINGTON | VIC | -38 | 4 | 1.6
3220 | GEELONG | VIC | -38 | 4 | 1.6
3221 | WYE RIVER | VIC | -38 | 4 | 1.6
3222 | MARCUS HILL | VIC | -38 | 4 | 1.6
3223 | ST LEONARDS | VIC | -38 | 4 | 1.6
3224 | LEOPOLD | VIC | -38 | 4 | 1.6
3225 | QUEENSCLIFF | VIC | -38 | 4 | 1.6
3226 | OCEAN GROVE | VIC | -38 | 4 | 1.6
3227 | CONNEWARRE | VIC | -38 | 4 | 1.6
3228 | TORQUAY | VIC | -38 | 4 | 1.6
3230 | ANGLESEA | VIC | -38 | 4 | 1.6
3232 | LORNE | VIC | -38 | 4 | 1.6
3233 | SKENES CREEK | VIC | -38 | 4 | 1.6
3235 | DEANS MARSH | VIC | -38 | 4 | 1.6
3236 | FORREST | VIC | -38 | 4 | 1.6
3237 | GELLIBRAND LOWER | VIC | -38 | 4 | 1.6
3239 | KENNEDYS CREEK | VIC | -38 | 4 | 1.6
3240 | MOUNT MORIAC | VIC | -38 | 4 | 1.6
3241 | WURDIBOLUC | VIC | -38 | 4 | 1.6
3242 | BIRREGURRA | VIC | -38 | 4 | 1.6
3243 | WARNCOORT | VIC | -38 | 4 | 1.6
3249 | YEODENE | VIC | -38 | 4 | 1.6
3250 | ELLIMINYT | VIC | -38 | 4 | 1.6
3251 | WEERING | VIC | -38 | 4 | 1.6
3254 | COROROOKE | VIC | -38 | 4 | 1.6
3260 | STONYFORD | VIC | -38 | 4 | 1.6
3264 | TERANG | VIC | -38 | 4 | 1.6
3265 | THE SISTERS | VIC | -38 | 4 | 1.6
3268 | TIMBOON | VIC | -38 | 4 | 1.6
3269 | PRINCETOWN | VIC | -38 | 4 | 1.6
3270 | PETERBOROUGH | VIC | -38 | 4 | 1.6
3272 | WOORNDOO | VIC | -38 | 4 | 1.6
3273 | HEXHAM | VIC | -38 | 4 | 1.6
3277 | NARINGAL | VIC | -38 | 4 | 1.6
3280 | WARRNAMBOOL | VIC | -38 | 4 | 1.6
3281 | WOODFORD | VIC | -38 | 4 | 1.6
3282 | MALONES | VIC | -38 | 4 | 1.6
3284 | PORT FAIRY | VIC | -38 | 4 | 1.6
3285 | YAMBUK | VIC | -38 | 4 | 1.6
3286 | MACARTHUR | VIC | -38 | 4 | 1.6
3287 | MINHAMITE | VIC | -38 | 4 | 1.6
3292 | NELSON | VIC | -38 | 4 | 1.6
3305 | PORTLAND | VIC | -38 | 4 | 1.6
3321 | INVERLEIGH | VIC | -38 | 4 | 1.6
3322 | CRESSY | VIC | -38 | 4 | 1.6
3328 | TEESDALE | VIC | -38 | 4 | 1.6
3803 | HALLAM | VIC | -38 | 4 | 1.6
3804 | NARRE WARREN NORTH | VIC | -38 | 4 | 1.6
3805 | NARRE WARREN | VIC | -38 | 4 | 1.6
3806 | HARKAWAY | VIC | -38 | 4 | 1.6
3807 | GUYS HILL | VIC | -38 | 4 | 1.6
3809 | OFFICER | VIC | -38 | 4 | 1.6
3810 | PAKENHAM UPPER | VIC | -38 | 4 | 1.6
3812 | NAR NAR GOON | VIC | -38 | 4 | 1.6
3813 | TYNONG | VIC | -38 | 4 | 1.6
3814 | VERVALE | VIC | -38 | 4 | 1.6
3815 | TONIMBUK | VIC | -38 | 4 | 1.6
3816 | MODELLA | VIC | -38 | 4 | 1.6
3818 | RIPPLEBROOK | VIC | -38 | 4 | 1.6
3820 | WARRAGUL | VIC | -38 | 4 | 1.6
3822 | DARNUM | VIC | -38 | 4 | 1.6
3823 | YARRAGON | VIC | -38 | 4 | 1.6
3824 | YULUNGAH | VIC | -38 | 4 | 1.6
3825 | YALLOURN NORTH | VIC | -38 | 4 | 1.6
3831 | NEERIM SOUTH | VIC | -38 | 4 | 1.6
3835 | THORPDALE | VIC | -38 | 4 | 1.6
3840 | MORWELL | VIC | -38 | 4 | 1.6
3842 | CHURCHILL | VIC | -38 | 4 | 1.6
3844 | WILLUNG SOUTH | VIC | -38 | 4 | 1.6
3847 | WILLUNG | VIC | -38 | 4 | 1.6
3850 | WURRUK | VIC | -38 | 4 | 1.6
3854 | GLENGARRY | VIC | -38 | 4 | 1.6
3869 | YINNAR | VIC | -38 | 4 | 1.6
3870 | MORWELL RIVER PRISON | VIC | -38 | 4 | 1.6
3871 | MIRBOO NORTH | VIC | -38 | 4 | 1.6
3874 | WOODSIDE | VIC | -38 | 4 | 1.6
3910 | LANGWARRIN | VIC | -38 | 4 | 1.6
3911 | BAXTER | VIC | -38 | 4 | 1.6
3912 | SOMERVILLE | VIC | -38 | 4 | 1.6
3913 | TYABB | VIC | -38 | 4 | 1.6
3915 | TUERONG | VIC | -38 | 4 | 1.6
3916 | SHOREHAM | VIC | -38 | 4 | 1.6
3918 | BITTERN | VIC | -38 | 4 | 1.6
3919 | CRIB POINT | VIC | -38 | 4 | 1.6
3920 | HMAS CERBERUS | VIC | -38 | 4 | 1.6
3921 | TANKERTON | VIC | -38 | 4 | 1.6
3922 | COWES | VIC | -38 | 4 | 1.6
3923 | RHYLL | VIC | -38 | 4 | 1.6
3925 | SAN REMO | VIC | -38 | 4 | 1.6
3926 | MERRICKS NORTH | VIC | -38 | 4 | 1.6
3927 | SOMERS | VIC | -38 | 4 | 1.6
3928 | MAIN RIDGE | VIC | -38 | 4 | 1.6
3929 | FLINDERS | VIC | -38 | 4 | 1.6
3930 | MOUNT ELIZA | VIC | -38 | 4 | 1.6
3931 | MORNINGTON | VIC | -38 | 4 | 1.6
3933 | MOOROODUC | VIC | -38 | 4 | 1.6
3934 | MOUNT MARTHA | VIC | -38 | 4 | 1.6
3936 | SAFETY BEACH | VIC | -38 | 4 | 1.6
3937 | RED HILL SOUTH | VIC | -38 | 4 | 1.6
3938 | MCCRAE | VIC | -38 | 4 | 1.6
3939 | ROSEBUD | VIC | -38 | 4 | 1.6
3940 | ROSEBUD WEST | VIC | -38 | 4 | 1.6
3941 | TOOTGAROOK | VIC | -38 | 4 | 1.6
3942 | BLAIRGOWRIE | VIC | -38 | 4 | 1.6
3943 | SORRENTO | VIC | -38 | 4 | 1.6
3944 | PORTSEA | VIC | -38 | 4 | 1.6
3945 | WOODLEIGH | VIC | -38 | 4 | 1.6
3950 | KORUMBURRA | VIC | -38 | 4 | 1.6
3951 | OUTTRIM | VIC | -38 | 4 | 1.6
3953 | NERRENA | VIC | -38 | 4 | 1.6
3956 | WALKERVILLE SOUTH | VIC | -38 | 4 | 1.6
3957 | STONY CREEK | VIC | -38 | 4 | 1.6
3959 | WARATAH BAY | VIC | -38 | 4 | 1.6
3960 | YANAKIE | VIC | -38 | 4 | 1.6
3962 | TOORA | VIC | -38 | 4 | 1.6
3965 | PORT WELSHPOOL | VIC | -38 | 4 | 1.6
3966 | WELSHPOOL | VIC | -38 | 4 | 1.6
3971 | YARRAM | VIC | -38 | 4 | 1.6
3975 | LYNDHURST | VIC | -38 | 4 | 1.6
3976 | HAMPTON PARK | VIC | -38 | 4 | 1.6
3977 | TOORADIN NORTH | VIC | -38 | 4 | 1.6
3978 | CLYDE | VIC | -38 | 4 | 1.6
3979 | KERNOT | VIC | -38 | 4 | 1.6
3980 | WARNEET | VIC | -38 | 4 | 1.6
3981 | YANNATHAN | VIC | -38 | 4 | 1.6
3984 | THE GURDIES | VIC | -38 | 4 | 1.6
3987 | NYORA | VIC | -38 | 4 | 1.6
3988 | POOWONG | VIC | -38 | 4 | 1.6
3991 | BASS | VIC | -38 | 4 | 1.6
3992 | DALYSTON | VIC | -38 | 4 | 1.6
3995 | WOOLAMAI | VIC | -38 | 4 | 1.6
3996 | INVERLOCH | VIC | -38 | 4 | 1.6
7255 | WHITEMARK | TAS | -39 | 4 | 1.6
7777 | RADIOACTIVE HILLS TAS | TAS | -39 | 4 | 1.6
7256 | KING ISLAND | TAS | -40 | 4 | 1.6
7257 | CAPE BARREN ISLAND | TAS | -40 | 4 | 1.6
7262 | WATERHOUSE | TAS | -40 | 4 | 1.6
7264 | WELDBOROUGH | TAS | -40 | 4 | 1.6
7325 | YOLLA | TAS | -40 | 4 | 1.6
7330 | WOOLNORTH | TAS | -40 | 4 | 1.6
7331 | STANLEY | TAS | -40 | 4 | 1.6
7210 | LAKE LEAKE | TAS | -41 | 4 | 1.6
7211 | EPPING FOREST | TAS | -41 | 4 | 1.6
7212 | WESTERN JUNCTION | TAS | -41 | 4 | 1.6
7213 | STORYS CREEK | TAS | -41 | 4 | 1.6
7214 | UPPER ESK | TAS | -41 | 4 | 1.6
7215 | ST MARYS | TAS | -41 | 4 | 1.6
7216 | STIEGLITZ | TAS | -41 | 4 | 1.6
7248 | ROCHERLEA | TAS | -41 | 4 | 1.6
7249 | YOUNGTOWN | TAS | -41 | 4 | 1.6
7250 | WINDMILL HILL | TAS | -41 | 4 | 1.6
7252 | WEYMOUTH | TAS | -41 | 4 | 1.6
7253 | PIPE CLAY BAY | TAS | -41 | 4 | 1.6
7254 | WYENA | TAS | -41 | 4 | 1.6
7258 | WHITE HILLS | TAS | -41 | 4 | 1.6
7259 | TAYENE | TAS | -41 | 4 | 1.6
7260 | TULENDEENA | TAS | -41 | 4 | 1.6
7261 | BRANXHOLM | TAS | -41 | 4 | 1.6
7263 | RINGAROOMA | TAS | -41 | 4 | 1.6
7265 | WINNALEAH | TAS | -41 | 4 | 1.6
7267 | TURNERS MARSH | TAS | -41 | 4 | 1.6
7268 | UNDERWOOD | TAS | -41 | 4 | 1.6
7270 | SIDMOUTH | TAS | -41 | 4 | 1.6
7275 | WINKLEIGH | TAS | -41 | 4 | 1.6
7276 | GRAVELLY BEACH | TAS | -41 | 4 | 1.6
7277 | ROSEVEARS | TAS | -41 | 4 | 1.6
7290 | HADSPEN | TAS | -41 | 4 | 1.6
7291 | CARRICK | TAS | -41 | 4 | 1.6
7292 | WESTWOOD | TAS | -41 | 4 | 1.6
7300 | POWRANNA | TAS | -41 | 4 | 1.6
7301 | TOIBERRY | TAS | -41 | 4 | 1.6
7302 | POATINA | TAS | -41 | 4 | 1.6
7303 | WHITEMORE | TAS | -41 | 4 | 1.6
7304 | WESTERN CREEK | TAS | -41 | 4 | 1.6
7305 | SUNNYSIDE | TAS | -41 | 4 | 1.6
7306 | STOODLEY | TAS | -41 | 4 | 1.6
7307 | WESLEY VALE | TAS | -41 | 4 | 1.6
7310 | WILMOT | TAS | -41 | 4 | 1.6
7315 | WARRINGA | TAS | -41 | 4 | 1.6
7316 | WEST PINE | TAS | -41 | 4 | 1.6
7320 | WIVENHOE | TAS | -41 | 4 | 1.6
7321 | WARATAH | TAS | -41 | 4 | 1.6
7322 | SOMERSET | TAS | -41 | 4 | 1.6
7469 | ZEEHAN | TAS | -41 | 4 | 1.6
7470 | ROSEBERY | TAS | -41 | 4 | 1.6
7000 | WEST HOBART | TAS | -42 | 4 | 1.6
7004 | SOUTH HOBART | TAS | -42 | 4 | 1.6
7005 | UNIVERSITY OF TASMANIA | TAS | -42 | 4 | 1.6
7007 | MOUNT NELSON | TAS | -42 | 4 | 1.6
7008 | NEW TOWN | TAS | -42 | 4 | 1.6
7009 | MOONAH | TAS | -42 | 4 | 1.6
7010 | ROSETTA | TAS | -42 | 4 | 1.6
7011 | CLAREMONT | TAS | -42 | 4 | 1.6
7012 | GLENLUSK | TAS | -42 | 4 | 1.6
7015 | ROSE BAY | TAS | -42 | 4 | 1.6
7016 | RISDON VALE | TAS | -42 | 4 | 1.6
7017 | TEA TREE | TAS | -42 | 4 | 1.6
7018 | WARRANE | TAS | -42 | 4 | 1.6
7019 | ROKEBY | TAS | -42 | 4 | 1.6
7020 | SANDFORD | TAS | -42 | 4 | 1.6
7021 | LAUDERDALE | TAS | -42 | 4 | 1.6
7023 | OPOSSUM BAY | TAS | -42 | 4 | 1.6
7025 | RICHMOND | TAS | -42 | 4 | 1.6
7026 | REKUNA | TAS | -42 | 4 | 1.6
7027 | ELDON | TAS | -42 | 4 | 1.6
7030 | WIHAREJA | TAS | -42 | 4 | 1.6
7050 | MARANOA HEIGHTS | TAS | -42 | 4 | 1.6
7053 | TAROONA | TAS | -42 | 4 | 1.6
7054 | TINDERBOX | TAS | -42 | 4 | 1.6
7120 | YORK PLAINS | TAS | -42 | 4 | 1.6
7139 | STRATHGORDON | TAS | -42 | 4 | 1.6
7140 | WESTERWAY | TAS | -42 | 4 | 1.6
7170 | SEVEN MILE BEACH | TAS | -42 | 4 | 1.6
7171 | SHARK POINT | TAS | -42 | 4 | 1.6
7172 | WATTLE HILL | TAS | -42 | 4 | 1.6
7173 | PRIMROSE SANDS | TAS | -42 | 4 | 1.6
7175 | MARION BAY | TAS | -42 | 4 | 1.6
7177 | DUNALLEY | TAS | -42 | 4 | 1.6
7190 | TRIABUNNA | TAS | -42 | 4 | 1.6
7209 | ROSS | TAS | -42 | 4 | 1.6
7467 | QUEENSTOWN | TAS | -42 | 4 | 1.6
7468 | STRAHAN | TAS | -42 | 4 | 1.6
7001 | PORT DAVEY | TAS | -43 | 4 | 1.6
7022 | SOUTH ARM | TAS | -43 | 4 | 1.6
7052 | BLACKMANS BAY | TAS | -43 | 4 | 1.6
7109 | WOODSTOCK | TAS | -43 | 4 | 1.6
7112 | VERONA SANDS | TAS | -43 | 4 | 1.6
7113 | FRANKLIN | TAS | -43 | 4 | 1.6
7116 | SURGES BAY | TAS | -43 | 4 | 1.6
7117 | DOVER | TAS | -43 | 4 | 1.6
7150 | UPPER WOODSTOCK | TAS | -43 | 4 | 1.6
7155 | KETTERING | TAS | -43 | 4 | 1.6
7162 | WOODBRIDGE | TAS | -43 | 4 | 1.6
7163 | MIDDLETON | TAS | -43 | 4 | 1.6
7179 | EAGLEHAWK NECK | TAS | -43 | 4 | 1.6
7180 | TARANNA | TAS | -43 | 4 | 1.6
7182 | STEWARTS BAY | TAS | -43 | 4 | 1.6
7183 | HIGHCROFT | TAS | -43 | 4 | 1.6
7184 | STORMLEA | TAS | -43 | 4 | 1.6
7187 | KOONYA | TAS | -43 | 4 | 1.6

## Upload
SKU | Product categories | Brand | Name | attribute 1 name | attribute 1 value(s) | attribute 1 visible | attribute 1 global | attribute 2 name | attribute 2 value(s) | Attribute 2 visible | Attribute 2 global | Price | Weight | Length | Width | Height | gpf:gtin | Shipping Class | Short Description | meta: Datasheet | Images | Content | Up-Sells | Cross-Sells | menu_order | tax_status | tax_class | In stock? | Published
B0672 | Batteries | BAE | 0 | Brand | BAE | 1 | 1 | MPN (Part #) | MPN (Part #) | 1 | 1 | 404.4 | 0 | 19.4 | 42 | 21 | 10.5 | 2-Krannich | 0 | 0 | https://www.energy-offgrid.com.au/store/images/ | 0 | 0 | 0 | 0 | taxable | standard rate | 1 | 1
B0673 | Batteries | BAE | 0 | Brand | BAE | 1 | 1 | MPN (Part #) | MPN (Part #) | 1 | 1 | 469.1 | 0 | 23.3 | 42 | 21 | 12.6 | 2-Krannich | 0 | 0 | https://www.energy-offgrid.com.au/store/images/ | 0 | 0 | 0 | 0 | taxable | standard rate | 1 | 1
B0674 | Batteries | BAE | 0 | Brand | BAE | 1 | 1 | MPN (Part #) | MPN (Part #) | 1 | 1 | 541.9 | 0 | 27.4 | 42 | 21 | 14.7 | 2-Krannich | 0 | 0 | https://www.energy-offgrid.com.au/store/images/ | 0 | 0 | 0 | 0 | taxable | standard rate | 1 | 1
Note on AM1: [Threaded comment] Your version of Excel allows you to read this threaded comment; however, any edits to it will get removed if the file is opened in a newer version of Excel. Learn more: https://go.microsoft.com/fwlink/?linkid=870924 Comment: post_content (per Woo cols)

## Solar-tables
Generic Solar Table
Location: | Brisbane | Canberra | Darwin | Hobart | Sydney | Melbourne | Adelaide | Alice Springs | Perth | Cairns | Brisbane | C28:M63
*Peak sunlight hours = daily solar irradiation | [10 empty] | Canberra | C69:M104 |  | VLOOKUP(L9, INDIRECT("'Solar-tables'!"&VLOOKUP(J13, 'Solar-tables'!R6:S17, 2, FALSE)), (ROUND(L10, 10)/10+2), FALSE)
Source: BOM 2020 | [10 empty] | Darwin | C110:M145 |  | Indirect "formula here"
Month | [10 empty] | Hobart | C151:M186 |  | Brisbane | B-Month |  | Canberra |  |  | Darwin |  |  | Hobart |  |  | Sydney |  |  | Melbourne |  | Adelaide |  |  | Alice Springs |  |  | Perth |  |  | Cairns
January | 6.6 | 7.1 | 5.2 | 6.4 | 6.4 | 6.8 | 7.6 | 7.5 | 8.1 | 5.9 | Sydney | C192:M227 |  | Jan | O29:T47 |  | Jan | O70:T88 |  | Jan | O111:T129 |  | Jan | O152:T170 |  | Jan | O193:T211 |  | Jan | O234:T252 | Jan | O275:T293 |  | Jan | O316:T334 |  | Jan | O357:T375 |  | Jan | O397:T415
February | 5.9 | 6.1 | 5.4 | 5.1 | 5.6 | 5.9 | 6.8 | 7.1 | 7.1 | 5.6 | Melbourne | C233:M268 |  | Feb | V29:AA47 |  | Feb | V70:AA88 |  | Feb | V111:AA129 |  | Feb | V152:AA170 |  | Feb | V193:AA211 |  | Feb | V234:AA252 | Feb | V275:AA293 |  | Feb | V316:AA334 |  | Feb | V357:AA375 |  | Feb | V397:AA415
March | 5.2 | 5.1 | 5.9 | 3.6 | 4.8 | 4.6 | 5.4 | 6.6 | 5.8 | 5.3 | Adelaide | C274:M309 |  | Mar | AC29:AH47 |  | Mar | AC70:AH88 |  | Mar | AC111:AH129 |  | Mar | AC152:AH170 |  | Mar | AC193:AH211 |  | Mar | AC234:AH252 | Mar | AC275:AH293 |  | Mar | AC316:AH334 |  | Mar | AC357:AH375 |  | Mar | AC397:AH415
April | 4.5 | 3.8 | 6.1 | 2.6 | 3.8 | 3.1 | 3.8 | 5.6 | 4.2 | 5 | Alice Springs | C315:M350 |  | Apr | AJ29:AO47 |  | Apr | AJ70:AO88 |  | Apr | AJ111:AO129 |  | Apr | AJ152:AO170 |  | Apr | AJ193:AO211 |  | Apr | AJ234:AO252 | Apr | AJ275:AO293 |  | Apr | AJ316:AO334 |  | Apr | AJ357:AO375 |  | Apr | AJ397:AO415
May | 3.7 | 2.8 | 5.7 | 1.6 | 2.9 | 2.1 | 2.6 | 4.5 | 3.1 | 4.5 | Perth | C356:M391 |  | May | AQ29:AV47 |  | May | AQ70:AV88 |  | May | AQ111:AV129 |  | May | AQ152:AV170 |  | May | AQ193:AV211 |  | May | AQ234:AV252 | May | AQ275:AV293 |  | May | AQ316:AV334 |  | May | AQ357:AV375 |  | May | AQ397:AV415
June | 3.3 | 2.2 | 5.5 | 1.3 | 2.4 | 1.7 | 2.2 | 4.1 | 2.6 | 4.2 | Cairns | C397:M432 |  | Jun | AX29:BC47 |  | Jun | AX70:BC88 |  | Jun | AX111:BC129 |  | Jun | AX152:BC170 |  | Jun | AX193:BC211 |  | Jun | AX234:BC252 | Jun | AX275:BC293 |  | Jun | AX316:BC334 |  | Jun | AX357:BC375 |  | Jun | AX397:BC415
July | 3.6 | 2.5 | 5.7 | 1.5 | 2.7 | 1.9 | 2.4 | 4.4 | 2.8 | 4.5 | A-Detailed Solar Table, Loc. |  |  | Jul | BE29:BJ47 |  | Jul | BE70:BJ88 |  | Jul | BE111:BJ129 |  | Jul | BE152:BJ170 |  | Jul | BE193:BJ211 |  | Jul | BE234:BJ252 | Jul | BE275:BJ293 |  | Jul | BE316:BJ334 |  | Jul | BE357:BJ375 |  | Jul | BE397:BJ415
August | 4.4 | 3.4 | 6.3 | 2.2 | 3.6 | 2.7 | 3.3 | 5.3 | 3.6 | 5.2 | Brisbane | R6:S17 |  | Aug | BL29:BQ47 |  | Aug | BL70:BQ88 |  | Aug | BL111:BQ129 |  | Aug | BL152:BQ170 |  | Aug | BL193:BQ211 |  | Aug | BL234:BQ252 | Aug | BL275:BQ293 |  | Aug | BL316:BQ334 |  | Aug | BL357:BQ375 |  | Aug | BL397:BQ415
September | 5.4 | 4.6 | 6.6 | 3.3 | 4.7 | 3.7 | 4.4 | 6.2 | 4.7 | 6.1 | Canberra | U6:V17 |  | Sep | BS29:BX47 |  | Sep | BS70:BX88 |  | Sep | BS111:BX129 |  | Sep | BS152:BX170 |  | Sep | BS193:BX211 |  | Sep | BS234:BX252 | Sep | BS275:BX293 |  | Sep | BS316:BX334 |  | Sep | BS357:BX375 |  | Sep | BS397:BX415
October | 6 | 5.8 | 6.7 | 4.7 | 5.6 | 5 | 5.8 | 7 | 6.3 | 6.5 | Darwin | X6:Y17 |  | Oct | BZ29:CE47 |  | Oct | BZ70:CE88 |  | Oct | BZ111:CE129 |  | Oct | BZ152:CE170 |  | Oct | BZ193:CE211 |  | Oct | BZ234:CE252 | Oct | BZ275:CE293 |  | Oct | BZ316:CE334 |  | Oct | BZ357:CE375 |  | Oct | BZ397:CE415
November | 6.6 | 6.6 | 6.3 | 5.4 | 6 | 5.9 | 7 | 7.3 | 7.5 | 6.5 | Hobart | AA6:AB17 |  | Nov | CG29:CL47 |  | Nov | CG70:CL88 |  | Nov | CG111:CL129 |  | Nov | CG152:CL170 |  | Nov | CG193:CL211 |  | Nov | CG234:CL252 | Nov | CG275:CL293 |  | Nov | CG316:CL334 |  | Nov | CG357:CL375 |  | Nov | CG397:CL415
December | 6.7 | 7.2 | 5.6 | 6.3 | 6.5 | 6.7 | 7.5 | 7.4 | 8.3 | 6.3 | Sydney | AD6:AE17 |  | Dec | CN29:CS47 |  | Dec | CN70:CS88 |  | Dec | CN111:CS129 |  | Dec | CN152:CS170 |  | Dec | CN193:CS211 |  | Dec | CN234:CS252 | Dec | CN275:CS293 |  | Dec | CN316:CS334 |  | Dec | CN357:CS375 |  | Dec | CN397:CS415
Average | 5.2 | 4.8 | 5.9 | 3.7 | 4.6 | 4.2 | 4.9 | 6.1 | 5.3 | 5.5 | Melbourne | AG6:AH17
[11 empty] | Adelaide | AJ6:AK17
Total annual solar irradiation* (kWh/m2/year) | 1971 | 1789 | 2117 | 1424 | 1862 | 1679 | 2060 | 2224 | 1935 | 2044 | Alice Springs | AM6:AN17
[11 empty] | Perth | AP6:AQ17
CEC GC Design guidelines Issue 5.1 January, 2012 | [10 empty] | Cairns | AS6:AT17
ANNUAL DAILY IRRADIATION ON AN INCLINED PLANE EXPRESSED AS % OF MAXIMUM VALUE
7.1 BRISBANE | [10 empty] | BRISBANE
Plane Azimuth (degrees) | Plane Inclination (degrees) | [9 empty] | BRISBANE - Janurary | [6 empty] | BRISBANE - February | [6 empty] | BRISBANE - March | [5 empty] | BRISBANE - April | [6 empty] | BRISBANE - May | [5 empty] | BRISBANE - June | [5 empty] | BRISBANE - July | [5 empty] | BRISBANE - August | [5 empty] | BRISBANE - September | [5 empty] | BRISBANE - October | [5 empty] | BRISBANE - November | [5 empty] | BRISBANE - December
| 0 | 10 | 20 | 30 | 40 | 50 | 60 | 70 | 80 | 90 | Plane Azimuth (degrees) | Plane Inclination (degrees) | [5 empty] | Plane Azimuth (degrees) | Plane Inclination (degrees) | [5 empty] | Plane Azimuth (degrees) | Plane Inclination (degrees) |  |  |  |  | Plane Azimuth (degrees) | Plane Inclination (degrees) | [5 empty] | Plane Azimuth (degrees) | Plane Inclination (degrees) |  |  |  |  | Plane Azimuth (degrees) | Plane Inclination (degrees) |  |  |  |  | Plane Azimuth (degrees) | Plane Inclination (degrees) |  |  |  |  | Plane Azimuth (degrees) | Plane Inclination (degrees) |  |  |  |  | Plane Azimuth (degrees) | Plane Inclination (degrees) |  |  |  |  | Plane Azimuth (degrees) | Plane Inclination (degrees) |  |  |  |  | Plane Azimuth (degrees) | Plane Inclination (degrees) |  |  |  |  | Plane Azimuth (degrees) | Plane Inclination (degrees)
0 | 90% | 95% | 99% | 100% | 98% | 94% | 88% | 80% | 70% | 59% |  | 0 | 10 | 20 | 30 | 40 |  |  | 0 | 10 | 20 | 30 | 40 |  |  | 0 | 10 | 20 | 30 | 40 |  | 0 | 10 | 20 | 30 | 40 |  |  | 0 | 10 | 20 | 30 | 40 |  | 0 | 10 | 20 | 30 | 40 |  | 0 | 10 | 20 | 30 | 40 |  | 0 | 10 | 20 | 30 | 40 |  | 0 | 10 | 20 | 30 | 40 |  | 0 | 10 | 20 | 30 | 40 |  | 0 | 10 | 20 | 30 | 40 |  | 0 | 10 | 20 | 30 | 40
10 | 90% | 95% | 99% | 100% | 98% | 94% | 88% | 80% | 71% | 60% | 270 | 100% | 100% | 99% | 97% | 92% |  | 270 | 100% | 100% | 99% | 97% | 93% |  | 270 | 100% | 101% | 100% | 97% | 94% | 270 | 100% | 100% | 99% | 98% | 94% |  | 270 | 100% | 101% | 101% | 99% | 96% | 270 | 100% | 102% | 101% | 100% | 98% | 270 | 100% | 101% | 101% | 99% | 97% | 270 | 100% | 101% | 100% | 98% | 95% | 270 | 100% | 101% | 100% | 98% | 94% | 270 | 100% | 100% | 100% | 97% | 93% | 270 | 100% | 101% | 99% | 96% | 92% | 270 | 100% | 100% | 99% | 96% | 91%
20 | 90% | 95% | 98% | 99% | 98% | 94% | 88% | 80% | 71% | 61% | 280 | 100% | 100% | 99% | 97% | 92% |  | 280 | 100% | 101% | 100% | 97% | 94% |  | 280 | 100% | 102% | 102% | 100% | 98% | 280 | 100% | 102% | 103% | 102% | 101% |  | 280 | 100% | 104% | 106% | 107% | 105% | 280 | 100% | 105% | 107% | 109% | 108% | 280 | 100% | 104% | 106% | 108% | 106% | 280 | 100% | 103% | 105% | 105% | 103% | 280 | 100% | 102% | 103% | 101% | 100% | 280 | 100% | 101% | 101% | 99% | 95% | 280 | 100% | 101% | 100% | 96% | 93% | 280 | 100% | 100% | 98% | 95% | 91%
30 | 90% | 95% | 98% | 98% | 97% | 93% | 87% | 80% | 71% | 61% | 290 | 100% | 100% | 99% | 96% | 92% |  | 290 | 100% | 101% | 100% | 98% | 95% |  | 290 | 100% | 103% | 104% | 103% | 100% | 290 | 100% | 104% | 107% | 107% | 107% |  | 290 | 100% | 107% | 111% | 113% | 114% | 290 | 100% | 108% | 113% | 117% | 119% | 290 | 100% | 107% | 113% | 116% | 116% | 290 | 100% | 105% | 109% | 110% | 110% | 290 | 100% | 104% | 105% | 106% | 104% | 290 | 100% | 102% | 102% | 100% | 97% | 290 | 100% | 101% | 100% | 96% | 93% | 290 | 100% | 100% | 98% | 95% | 90%
40 | 90% | 95% | 97% | 97% | 95% | 92% | 86% | 79% | 71% | 61% | 300 | 100% | 100% | 99% | 96% | 91% |  | 300 | 100% | 101% | 101% | 99% | 95% |  | 300 | 100% | 104% | 106% | 105% | 103% | 300 | 100% | 106% | 110% | 112% | 112% |  | 300 | 100% | 109% | 116% | 121% | 123% | 300 | 100% | 111% | 120% | 125% | 128% | 300 | 100% | 110% | 118% | 123% | 126% | 300 | 100% | 108% | 113% | 116% | 117% | 300 | 100% | 105% | 108% | 109% | 107% | 300 | 100% | 103% | 103% | 102% | 99% | 300 | 100% | 101% | 100% | 96% | 92% | 300 | 100% | 100% | 98% | 94% | 89%
50 | 90% | 94% | 96% | 96% | 93% | 90% | 84% | 78% | 70% | 61% | 310 | 100% | 100% | 98% | 95% | 90% |  | 310 | 100% | 102% | 101% | 100% | 95% |  | 310 | 100% | 105% | 107% | 107% | 105% | 310 | 100% | 108% | 113% | 116% | 117% |  | 310 | 100% | 111% | 121% | 128% | 130% | 310 | 100% | 113% | 124% | 133% | 138% | 310 | 100% | 113% | 123% | 130% | 135% | 310 | 100% | 110% | 117% | 122% | 123% | 310 | 100% | 106% | 110% | 112% | 111% | 310 | 100% | 103% | 104% | 103% | 100% | 310 | 100% | 101% | 99% | 96% | 91% | 310 | 100% | 99% | 97% | 93% | 88%
60 | 90% | 93% | 94% | 94% | 91% | 88% | 82% | 76% | 69% | 60% | 320 | 100% | 100% | 98% | 94% | 89% |  | 320 | 100% | 102% | 102% | 100% | 96% |  | 320 | 100% | 106% | 108% | 109% | 107% | 320 | 100% | 109% | 116% | 120% | 121% |  | 320 | 100% | 114% | 125% | 133% | 138% | 320 | 100% | 116% | 129% | 139% | 145% | 320 | 100% | 115% | 128% | 137% | 143% | 320 | 100% | 112% | 120% | 126% | 129% | 320 | 100% | 107% | 112% | 114% | 113% | 320 | 100% | 103% | 105% | 103% | 100% | 320 | 100% | 101% | 99% | 96% | 91% | 320 | 100% | 99% | 97% | 92% | 86%
70 | 90% | 92% | 93% | 92% | 89% | 85% | 80% | 74% | 67% | 59% | 330 | 100% | 100% | 98% | 93% | 87% |  | 330 | 100% | 102% | 102% | 100% | 95% |  | 330 | 100% | 106% | 109% | 110% | 109% | 330 | 100% | 110% | 118% | 123% | 125% |  | 330 | 100% | 115% | 128% | 138% | 143% | 330 | 100% | 118% | 133% | 145% | 152% | 330 | 100% | 117% | 131% | 142% | 149% | 330 | 100% | 113% | 123% | 130% | 134% | 330 | 100% | 108% | 113% | 116% | 116% | 330 | 100% | 103% | 105% | 104% | 100% | 330 | 100% | 101% | 99% | 95% | 89% | 330 | 100% | 99% | 96% | 91% | 84%
80 | 90% | 91% | 91% | 89% | 86% | 82% | 77% | 71% | 64% | 57% | 340 | 100% | 100% | 97% | 93% | 86% |  | 340 | 100% | 102% | 102% | 100% | 95% |  | 340 | 100% | 107% | 110% | 112% | 110% | 340 | 100% | 111% | 120% | 125% | 128% |  | 340 | 100% | 117% | 131% | 141% | 148% | 340 | 100% | 120% | 136% | 148% | 158% | 340 | 100% | 118% | 134% | 146% | 154% | 340 | 100% | 114% | 125% | 133% | 137% | 340 | 100% | 108% | 114% | 118% | 118% | 340 | 100% | 104% | 105% | 104% | 100% | 340 | 100% | 100% | 99% | 95% | 89% | 340 | 100% | 99% | 95% | 90% | 83%
90 | 90% | 91% | 89% | 87% | 83% | 79% | 74% | 68% | 61% | 55% | 350 | 100% | 100% | 97% | 92% | 85% |  | 350 | 100% | 102% | 102% | 100% | 95% |  | 350 | 100% | 107% | 111% | 112% | 111% | 350 | 100% | 112% | 121% | 127% | 130% |  | 350 | 100% | 117% | 132% | 144% | 151% | 350 | 100% | 120% | 138% | 151% | 161% | 350 | 100% | 119% | 135% | 148% | 157% | 350 | 100% | 114% | 126% | 135% | 139% | 350 | 100% | 109% | 115% | 118% | 119% | 350 | 100% | 104% | 105% | 104% | 100% | 350 | 100% | 100% | 98% | 94% | 88% | 350 | 100% | 99% | 95% | 90% | 83%
100 | 90% | 90% | 88% | 84% | 80% | 75% | 70% | 64% | 58% | 52% | 0 | 100% | 99% | 97% | 92% | 85% |  | 0 | 100% | 102% | 102% | 99% | 95% |  | 0 | 100% | 107% | 111% | 112% | 111% | 0 | 100% | 112% | 121% | 128% | 130% |  | 0 | 100% | 118% | 133% | 144% | 152% | 0 | 100% | 120% | 138% | 152% | 162% | 0 | 100% | 119% | 136% | 149% | 158% | 0 | 100% | 114% | 127% | 135% | 140% | 0 | 100% | 109% | 115% | 119% | 119% | 0 | 100% | 104% | 105% | 104% | 100% | 0 | 100% | 100% | 98% | 94% | 88% | 0 | 100% | 99% | 95% | 90% | 82%
110 | 90% | 89% | 86% | 82% | 77% | 71% | 65% | 60% | 54% | 48% | 10 | 100% | 99% | 97% | 92% | 85% |  | 10 | 100% | 102% | 102% | 100% | 95% |  | 10 | 100% | 107% | 111% | 112% | 110% | 10 | 100% | 112% | 121% | 127% | 130% |  | 10 | 100% | 117% | 132% | 143% | 151% | 10 | 100% | 120% | 138% | 151% | 161% | 10 | 100% | 119% | 135% | 148% | 157% | 10 | 100% | 114% | 126% | 135% | 139% | 10 | 100% | 109% | 115% | 118% | 118% | 10 | 100% | 104% | 105% | 103% | 100% | 10 | 100% | 100% | 98% | 94% | 88% | 10 | 100% | 99% | 95% | 90% | 82%
120 | 90% | 88% | 84% | 79% | 73% | 67% | 61% | 55% | 50% | 44% | 20 | 100% | 99% | 97% | 92% | 85% |  | 20 | 100% | 102% | 102% | 100% | 95% |  | 20 | 100% | 107% | 110% | 111% | 109% | 20 | 100% | 111% | 120% | 125% | 128% |  | 20 | 100% | 117% | 131% | 141% | 148% | 20 | 100% | 120% | 136% | 148% | 157% | 20 | 100% | 118% | 134% | 145% | 154% | 20 | 100% | 114% | 125% | 133% | 137% | 20 | 100% | 108% | 114% | 117% | 117% | 20 | 100% | 103% | 105% | 103% | 100% | 20 | 100% | 100% | 98% | 94% | 88% | 20 | 100% | 99% | 96% | 90% | 83%
130 | 90% | 87% | 82% | 76% | 70% | 63% | 57% | 51% | 45% | 40% | 30 | 100% | 99% | 97% | 92% | 86% |  | 30 | 100% | 102% | 102% | 99% | 95% |  | 30 | 100% | 106% | 109% | 110% | 108% | 30 | 100% | 110% | 118% | 123% | 125% |  | 30 | 100% | 115% | 128% | 138% | 143% | 30 | 100% | 118% | 133% | 144% | 152% | 30 | 100% | 117% | 131% | 142% | 148% | 30 | 100% | 113% | 123% | 129% | 134% | 30 | 100% | 107% | 113% | 115% | 115% | 30 | 100% | 103% | 104% | 103% | 99% | 30 | 100% | 100% | 98% | 95% | 89% | 30 | 100% | 99% | 96% | 91% | 84%
140 | 90% | 86% | 81% | 74% | 66% | 59% | 52% | 46% | 41% | 36% | 40 | 100% | 99% | 97% | 93% | 87% |  | 40 | 100% | 102% | 101% | 99% | 95% |  | 40 | 100% | 106% | 108% | 109% | 107% | 40 | 100% | 109% | 116% | 120% | 121% |  | 40 | 100% | 114% | 125% | 133% | 137% | 40 | 100% | 116% | 129% | 138% | 145% | 40 | 100% | 115% | 127% | 136% | 142% | 40 | 100% | 112% | 120% | 126% | 129% | 40 | 100% | 107% | 111% | 113% | 112% | 40 | 100% | 103% | 103% | 102% | 98% | 40 | 100% | 100% | 98% | 95% | 89% | 40 | 100% | 99% | 96% | 92% | 86%
150 | 90% | 86% | 80% | 72% | 64% | 56% | 48% | 42% | 37% | 32% | 50 | 100% | 99% | 97% | 93% | 88% |  | 50 | 100% | 101% | 101% | 99% | 95% |  | 50 | 100% | 105% | 107% | 107% | 105% | 50 | 100% | 108% | 113% | 117% | 117% |  | 50 | 100% | 111% | 121% | 127% | 130% | 50 | 100% | 113% | 124% | 132% | 137% | 50 | 100% | 113% | 123% | 130% | 134% | 50 | 100% | 109% | 117% | 121% | 123% | 50 | 100% | 106% | 109% | 110% | 109% | 50 | 100% | 102% | 103% | 101% | 97% | 50 | 100% | 100% | 98% | 95% | 90% | 50 | 100% | 99% | 97% | 93% | 87%
160 | 90% | 85% | 79% | 71% | 61% | 53% | 45% | 39% | 34% | 30% | 60 | 100% | 100% | 97% | 94% | 89% |  | 60 | 100% | 101% | 100% | 98% | 95% |  | 60 | 100% | 104% | 105% | 105% | 103% | 60 | 100% | 106% | 111% | 112% | 113% |  | 60 | 100% | 109% | 116% | 121% | 123% | 60 | 100% | 111% | 119% | 124% | 127% | 60 | 100% | 110% | 118% | 123% | 126% | 60 | 100% | 108% | 113% | 116% | 117% | 60 | 100% | 104% | 107% | 107% | 106% | 60 | 100% | 102% | 102% | 100% | 96% | 60 | 100% | 100% | 98% | 95% | 91% | 60 | 100% | 100% | 97% | 93% | 88%
170 | 90% | 85% | 78% | 69% | 60% | 51% | 44% | 37% | 31% | 28% | 70 | 100% | 100% | 98% | 94% | 90% |  | 70 | 100% | 101% | 100% | 98% | 94% |  | 70 | 100% | 103% | 104% | 102% | 100% | 70 | 100% | 104% | 107% | 108% | 107% |  | 70 | 100% | 107% | 111% | 114% | 114% | 70 | 100% | 108% | 113% | 116% | 117% | 70 | 100% | 107% | 112% | 116% | 116% | 70 | 100% | 105% | 109% | 110% | 110% | 70 | 100% | 103% | 104% | 104% | 101% | 70 | 100% | 101% | 100% | 98% | 95% | 70 | 100% | 100% | 98% | 95% | 91% | 70 | 100% | 100% | 98% | 94% | 90%
180 | 90% | 85% | 78% | 69% | 59% | 51% | 43% | 36% | 30% | 27% | 80 | 100% | 100% | 98% | 94% | 90% |  | 80 | 100% | 100% | 99% | 97% | 93% |  | 80 | 100% | 101% | 101% | 100% | 97% | 80 | 100% | 103% | 103% | 103% | 101% |  | 80 | 100% | 104% | 106% | 107% | 105% | 80 | 100% | 105% | 107% | 108% | 108% | 80 | 100% | 104% | 106% | 107% | 106% | 80 | 100% | 103% | 104% | 105% | 103% | 80 | 100% | 101% | 101% | 100% | 97% | 80 | 100% | 100% | 99% | 97% | 92% | 80 | 100% | 100% | 98% | 95% | 91% | 80 | 100% | 100% | 98% | 95% | 90%
190 | 90% | 85% | 78% | 69% | 59% | 51% | 43% | 37% | 31% | 27% | 90 | 100% | 100% | 98% | 95% | 90% |  | 90 | 100% | 100% | 98% | 96% | 92% |  | 90 | 100% | 100% | 100% | 97% | 93% | 90 | 100% | 101% | 99% | 98% | 96% |  | 90 | 100% | 101% | 101% | 99% | 97% | 90 | 100% | 101% | 101% | 99% | 98% | 90 | 100% | 101% | 101% | 99% | 97% | 90 | 100% | 101% | 99% | 98% | 95% | 90 | 100% | 100% | 99% | 96% | 93% | 90 | 100% | 100% | 98% | 95% | 90% | 90 | 100% | 100% | 98% | 95% | 91% | 90 | 100% | 100% | 98% | 95% | 91%
200 | 90% | 85% | 78% | 70% | 60% | 52% | 45% | 38% | 32% | 29%
210 | 90% | 85% | 79% | 71% | 62% | 54% | 47% | 41% | 36% | 31%
220 | 90% | 86% | 80% | 73% | 65% | 57% | 51% | 45% | 39% | 35%
230 | 90% | 86% | 81% | 75% | 68% | 61% | 55% | 49% | 43% | 38%
240 | 90% | 87% | 83% | 77% | 71% | 65% | 59% | 53% | 48% | 42%
250 | 90% | 88% | 84% | 80% | 74% | 69% | 63% | 57% | 52% | 46%
260 | 90% | 89% | 86% | 82% | 78% | 73% | 67% | 61% | 55% | 49%
270 | 90% | 90% | 88% | 85% | 81% | 76% | 71% | 65% | 59% | 52%
280 | 90% | 91% | 90% | 87% | 84% | 79% | 74% | 68% | 61% | 55%
290 | 90% | 92% | 91% | 90% | 86% | 82% | 77% | 71% | 64% | 56%
300 | 90% | 92% | 93% | 92% | 89% | 85% | 79% | 73% | 66% | 58%
310 | 90% | 93% | 94% | 94% | 91% | 87% | 82% | 75% | 67% | 59%
320 | 90% | 94% | 96% | 96% | 93% | 89% | 84% | 77% | 69% | 59%
330 | 90% | 95% | 97% | 97% | 95% | 91% | 85% | 78% | 69% | 60%
340 | 90% | 95% | 98% | 98% | 97% | 93% | 87% | 79% | 70% | 60%
350 | 90% | 95% | 98% | 99% | 98% | 94% | 88% | 80% | 70% | 59%
7.2 CANBERRA | [10 empty] | CANBERRA
Plane Azimuth (degrees) | Plane Inclination (degrees) | [9 empty] | CANBERRA - Janurary | [6 empty] | CANBERRA - February | [6 empty] | CANBERRA - March | [5 empty] | CANBERRA - April | [6 empty] | CANBERRA - May | [5 empty] | CANBERRA - June | [5 empty] | CANBERRA - July | [5 empty] | CANBERRA - August | [5 empty] | CANBERRA - September | [5 empty] | CANBERRA - October | [5 empty] | CANBERRA - November | [5 empty] | CANBERRA - December
| 0 | 10 | 20 | 30 | 40 | 50 | 60 | 70 | 80 | 90 | Plane Azimuth (degrees) | Plane Inclination (degrees) | [5 empty] | Plane Azimuth (degrees) | Plane Inclination (degrees) | [5 empty] | Plane Azimuth (degrees) | Plane Inclination (degrees) |  |  |  |  | Plane Azimuth (degrees) | Plane Inclination (degrees) | [5 empty] | Plane Azimuth (degrees) | Plane Inclination (degrees) |  |  |  |  | Plane Azimuth (degrees) | Plane Inclination (degrees) |  |  |  |  | Plane Azimuth (degrees) | Plane Inclination (degrees) |  |  |  |  | Plane Azimuth (degrees) | Plane Inclination (degrees) |  |  |  |  | Plane Azimuth (degrees) | Plane Inclination (degrees) |  |  |  |  | Plane Azimuth (degrees) | Plane Inclination (degrees) |  |  |  |  | Plane Azimuth (degrees) | Plane Inclination (degrees) |  |  |  |  | Plane Azimuth (degrees) | Plane Inclination (degrees)
0 | 87% | 94% | 98% | 100% | 99% | 96% | 91% | 83% | 74% | 64% |  | 0 | 10 | 20 | 30 | 40 |  |  | 0 | 10 | 20 | 30 | 40 |  |  | 0 | 10 | 20 | 30 | 40 |  | 0 | 10 | 20 | 30 | 40 |  |  | 0 | 10 | 20 | 30 | 40 |  | 0 | 10 | 20 | 30 | 40 |  | 0 | 10 | 20 | 30 | 40 |  | 0 | 10 | 20 | 30 | 40 |  | 0 | 10 | 20 | 30 | 40 |  | 0 | 10 | 20 | 30 | 40 |  | 0 | 10 | 20 | 30 | 40 |  | 0 | 10 | 20 | 30 | 40
10 | 87% | 94% | 98% | 99% | 99% | 96% | 91% | 83% | 74% | 64% | 270 | 100% | 100% | 99% | 96% | 93% |  | 270 | 100% | 100% | 99% | 97% | 93% |  | 270 | 100% | 101% | 101% | 99% | 96% | 270 | 100% | 101% | 101% | 100% | 98% |  | 270 | 100% | 101% | 102% | 101% | 100% | 270 | 100% | 101% | 103% | 103% | 102% | 270 | 100% | 102% | 103% | 103% | 102% | 270 | 100% | 101% | 101% | 100% | 99% | 270 | 100% | 101% | 101% | 99% | 96% | 270 | 100% | 101% | 100% | 98% | 95% | 270 | 100% | 100% | 99% | 97% | 93% | 270 | 100% | 100% | 99% | 96% | 92%
20 | 87% | 93% | 97% | 99% | 98% | 95% | 90% | 83% | 74% | 64% | 280 | 100% | 101% | 100% | 97% | 93% |  | 280 | 100% | 101% | 101% | 99% | 96% |  | 280 | 100% | 103% | 104% | 103% | 101% | 280 | 100% | 103% | 105% | 107% | 105% |  | 280 | 100% | 105% | 108% | 110% | 111% | 280 | 100% | 105% | 111% | 113% | 115% | 280 | 100% | 106% | 110% | 112% | 114% | 280 | 100% | 104% | 107% | 108% | 108% | 280 | 100% | 103% | 104% | 104% | 102% | 280 | 100% | 102% | 102% | 101% | 98% | 280 | 100% | 101% | 100% | 98% | 94% | 280 | 100% | 100% | 99% | 96% | 93%
30 | 87% | 93% | 96% | 98% | 97% | 94% | 89% | 82% | 73% | 64% | 290 | 100% | 101% | 100% | 98% | 94% |  | 290 | 100% | 102% | 102% | 100% | 98% |  | 290 | 100% | 104% | 107% | 107% | 106% | 290 | 100% | 106% | 110% | 112% | 113% |  | 290 | 100% | 108% | 115% | 120% | 122% | 290 | 100% | 110% | 118% | 123% | 127% | 290 | 100% | 110% | 117% | 123% | 126% | 290 | 100% | 107% | 113% | 116% | 117% | 290 | 100% | 105% | 108% | 108% | 108% | 290 | 100% | 103% | 104% | 103% | 101% | 290 | 100% | 101% | 101% | 98% | 95% | 290 | 100% | 101% | 99% | 97% | 93%
40 | 87% | 92% | 95% | 96% | 95% | 92% | 87% | 80% | 72% | 63% | 300 | 100% | 101% | 100% | 98% | 94% |  | 300 | 100% | 103% | 103% | 102% | 100% |  | 300 | 100% | 105% | 109% | 110% | 110% | 300 | 100% | 108% | 114% | 118% | 120% |  | 300 | 100% | 112% | 121% | 129% | 133% | 300 | 100% | 114% | 124% | 133% | 139% | 300 | 100% | 113% | 124% | 132% | 137% | 300 | 100% | 110% | 118% | 123% | 126% | 300 | 100% | 107% | 111% | 113% | 113% | 300 | 100% | 104% | 105% | 105% | 103% | 300 | 100% | 102% | 101% | 99% | 96% | 300 | 100% | 101% | 99% | 96% | 92%
50 | 87% | 92% | 94% | 94% | 93% | 89% | 84% | 78% | 70% | 62% | 310 | 100% | 101% | 101% | 98% | 94% |  | 310 | 100% | 103% | 104% | 103% | 100% |  | 310 | 100% | 107% | 111% | 113% | 113% | 310 | 100% | 110% | 118% | 124% | 126% |  | 310 | 100% | 115% | 127% | 136% | 142% | 310 | 100% | 117% | 131% | 143% | 150% | 310 | 100% | 116% | 130% | 141% | 148% | 310 | 100% | 113% | 122% | 129% | 133% | 310 | 100% | 108% | 114% | 117% | 117% | 310 | 100% | 104% | 107% | 107% | 105% | 310 | 100% | 102% | 102% | 99% | 96% | 310 | 100% | 101% | 99% | 96% | 92%
60 | 87% | 91% | 92% | 92% | 90% | 86% | 81% | 75% | 68% | 61% | 320 | 100% | 101% | 101% | 98% | 93% |  | 320 | 100% | 103% | 105% | 104% | 101% |  | 320 | 100% | 108% | 113% | 115% | 115% | 320 | 100% | 112% | 122% | 128% | 132% |  | 320 | 100% | 118% | 132% | 144% | 152% | 320 | 100% | 119% | 137% | 150% | 161% | 320 | 100% | 119% | 135% | 149% | 157% | 320 | 100% | 114% | 126% | 135% | 140% | 320 | 100% | 109% | 116% | 120% | 121% | 320 | 100% | 105% | 108% | 108% | 106% | 320 | 100% | 102% | 102% | 100% | 96% | 320 | 100% | 101% | 99% | 96% | 91%
70 | 87% | 90% | 90% | 89% | 87% | 83% | 78% | 72% | 66% | 59% | 330 | 100% | 101% | 101% | 97% | 93% |  | 330 | 100% | 104% | 105% | 105% | 102% |  | 330 | 100% | 108% | 114% | 117% | 118% | 330 | 100% | 114% | 124% | 132% | 137% |  | 330 | 100% | 119% | 136% | 150% | 159% | 330 | 100% | 122% | 141% | 157% | 169% | 330 | 100% | 121% | 140% | 154% | 166% | 330 | 100% | 116% | 129% | 139% | 146% | 330 | 100% | 110% | 118% | 122% | 124% | 330 | 100% | 105% | 109% | 109% | 107% | 330 | 100% | 102% | 102% | 100% | 95% | 330 | 100% | 101% | 99% | 95% | 90%
80 | 87% | 89% | 88% | 87% | 84% | 80% | 75% | 69% | 63% | 56% | 340 | 100% | 101% | 101% | 97% | 92% |  | 340 | 100% | 104% | 106% | 105% | 102% |  | 340 | 100% | 109% | 115% | 118% | 119% | 340 | 100% | 114% | 126% | 135% | 140% |  | 340 | 100% | 121% | 140% | 154% | 165% | 340 | 100% | 123% | 145% | 162% | 176% | 340 | 100% | 123% | 143% | 159% | 171% | 340 | 100% | 118% | 132% | 143% | 150% | 340 | 100% | 111% | 120% | 125% | 127% | 340 | 100% | 106% | 109% | 110% | 108% | 340 | 100% | 102% | 102% | 100% | 95% | 340 | 100% | 100% | 99% | 95% | 89%
90 | 87% | 88% | 86% | 84% | 80% | 76% | 71% | 65% | 59% | 53% | 350 | 100% | 101% | 100% | 97% | 92% |  | 350 | 100% | 104% | 106% | 105% | 102% |  | 350 | 100% | 109% | 116% | 119% | 120% | 350 | 100% | 115% | 127% | 137% | 142% |  | 350 | 100% | 122% | 142% | 157% | 169% | 350 | 100% | 124% | 147% | 165% | 179% | 350 | 100% | 124% | 145% | 162% | 175% | 350 | 100% | 118% | 133% | 145% | 153% | 350 | 100% | 112% | 121% | 126% | 129% | 350 | 100% | 106% | 109% | 110% | 108% | 350 | 100% | 102% | 102% | 99% | 95% | 350 | 100% | 100% | 99% | 95% | 89%
100 | 87% | 87% | 84% | 81% | 77% | 72% | 67% | 61% | 56% | 50% | 0 | 100% | 101% | 100% | 97% | 92% |  | 0 | 100% | 104% | 106% | 105% | 102% |  | 0 | 100% | 109% | 116% | 119% | 120% | 0 | 100% | 115% | 128% | 137% | 143% |  | 0 | 100% | 122% | 142% | 158% | 169% | 0 | 100% | 126% | 147% | 166% | 180% | 0 | 100% | 124% | 146% | 163% | 176% | 0 | 100% | 118% | 134% | 146% | 154% | 0 | 100% | 112% | 121% | 127% | 129% | 0 | 100% | 106% | 110% | 110% | 108% | 0 | 100% | 102% | 102% | 99% | 94% | 0 | 100% | 100% | 99% | 94% | 88%
110 | 87% | 86% | 82% | 78% | 73% | 68% | 62% | 57% | 51% | 46% | 10 | 100% | 101% | 100% | 97% | 92% |  | 10 | 100% | 104% | 106% | 105% | 102% |  | 10 | 100% | 109% | 115% | 119% | 119% | 10 | 100% | 115% | 127% | 137% | 142% |  | 10 | 100% | 122% | 142% | 157% | 168% | 10 | 100% | 124% | 147% | 165% | 179% | 10 | 100% | 124% | 145% | 161% | 174% | 10 | 100% | 118% | 133% | 145% | 153% | 10 | 100% | 112% | 121% | 126% | 129% | 10 | 100% | 106% | 109% | 110% | 108% | 10 | 100% | 102% | 102% | 100% | 95% | 10 | 100% | 100% | 99% | 95% | 89%
120 | 87% | 85% | 80% | 75% | 69% | 63% | 58% | 52% | 47% | 42% | 20 | 100% | 101% | 100% | 97% | 92% |  | 20 | 100% | 104% | 105% | 105% | 102% |  | 20 | 100% | 109% | 114% | 118% | 118% | 20 | 100% | 114% | 126% | 135% | 140% |  | 20 | 100% | 121% | 139% | 153% | 164% | 20 | 100% | 123% | 144% | 161% | 174% | 20 | 100% | 123% | 142% | 158% | 170% | 20 | 100% | 117% | 132% | 143% | 150% | 20 | 100% | 111% | 120% | 125% | 127% | 20 | 100% | 105% | 109% | 109% | 107% | 20 | 100% | 102% | 102% | 100% | 95% | 20 | 100% | 100% | 99% | 95% | 89%
130 | 87% | 84% | 78% | 72% | 66% | 59% | 53% | 48% | 43% | 38% | 30 | 100% | 101% | 100% | 97% | 92% |  | 30 | 100% | 104% | 105% | 105% | 102% |  | 30 | 100% | 108% | 113% | 116% | 116% | 30 | 100% | 113% | 124% | 131% | 136% |  | 30 | 100% | 119% | 136% | 149% | 158% | 30 | 100% | 121% | 140% | 155% | 167% | 30 | 100% | 121% | 138% | 153% | 163% | 30 | 100% | 116% | 129% | 138% | 145% | 30 | 100% | 110% | 118% | 123% | 124% | 30 | 100% | 105% | 108% | 108% | 106% | 30 | 100% | 102% | 102% | 100% | 96% | 30 | 100% | 100% | 99% | 95% | 90%
140 | 87% | 83% | 77% | 70% | 62% | 55% | 49% | 44% | 39% | 35% | 40 | 100% | 101% | 100% | 97% | 93% |  | 40 | 100% | 103% | 105% | 104% | 101% |  | 40 | 100% | 107% | 112% | 114% | 114% | 40 | 100% | 112% | 121% | 128% | 131% |  | 40 | 100% | 117% | 131% | 143% | 151% | 40 | 100% | 119% | 135% | 149% | 159% | 40 | 100% | 118% | 134% | 146% | 155% | 40 | 100% | 114% | 126% | 134% | 139% | 40 | 100% | 109% | 116% | 120% | 122% | 40 | 100% | 105% | 107% | 107% | 105% | 40 | 100% | 102% | 102% | 100% | 96% | 40 | 100% | 100% | 99% | 95% | 90%
150 | 87% | 82% | 76% | 68% | 60% | 52% | 45% | 40% | 35% | 32% | 50 | 100% | 101% | 100% | 97% | 93% |  | 50 | 100% | 103% | 104% | 103% | 100% |  | 50 | 100% | 106% | 110% | 111% | 111% | 50 | 100% | 110% | 118% | 124% | 125% |  | 50 | 100% | 114% | 126% | 136% | 142% | 50 | 100% | 116% | 130% | 140% | 148% | 50 | 100% | 115% | 129% | 138% | 145% | 50 | 100% | 112% | 121% | 129% | 132% | 50 | 100% | 108% | 114% | 117% | 117% | 50 | 100% | 104% | 105% | 106% | 104% | 50 | 100% | 102% | 102% | 100% | 96% | 50 | 100% | 100% | 99% | 96% | 91%
160 | 87% | 82% | 75% | 66% | 57% | 50% | 42% | 36% | 33% | 29% | 60 | 100% | 101% | 100% | 97% | 93% |  | 60 | 100% | 102% | 103% | 102% | 99% |  | 60 | 100% | 105% | 107% | 108% | 107% | 60 | 100% | 108% | 114% | 118% | 120% |  | 60 | 100% | 112% | 120% | 128% | 132% | 60 | 100% | 113% | 123% | 131% | 136% | 60 | 100% | 112% | 122% | 130% | 134% | 60 | 100% | 110% | 117% | 122% | 125% | 60 | 100% | 107% | 111% | 113% | 113% | 60 | 100% | 103% | 105% | 104% | 102% | 60 | 100% | 102% | 101% | 99% | 96% | 60 | 100% | 100% | 99% | 96% | 91%
170 | 87% | 82% | 74% | 65% | 56% | 48% | 41% | 35% | 30% | 28% | 70 | 100% | 101% | 100% | 97% | 93% |  | 70 | 100% | 102% | 102% | 100% | 97% |  | 70 | 100% | 103% | 105% | 105% | 104% | 70 | 100% | 106% | 110% | 112% | 113% |  | 70 | 100% | 108% | 114% | 119% | 121% | 70 | 100% | 109% | 116% | 121% | 124% | 70 | 100% | 109% | 115% | 120% | 123% | 70 | 100% | 107% | 112% | 115% | 116% | 70 | 100% | 104% | 108% | 109% | 108% | 70 | 100% | 102% | 103% | 102% | 100% | 70 | 100% | 101% | 100% | 98% | 95% | 70 | 100% | 100% | 99% | 96% | 91%
180 | 87% | 81% | 74% | 65% | 56% | 48% | 40% | 34% | 30% | 27% | 80 | 100% | 100% | 99% | 96% | 92% |  | 80 | 100% | 101% | 100% | 99% | 95% |  | 80 | 100% | 102% | 102% | 101% | 99% | 80 | 100% | 103% | 105% | 106% | 105% |  | 80 | 100% | 104% | 108% | 110% | 110% | 80 | 100% | 105% | 109% | 111% | 113% | 80 | 100% | 105% | 108% | 110% | 110% | 80 | 100% | 104% | 107% | 108% | 107% | 80 | 100% | 103% | 104% | 104% | 102% | 80 | 100% | 101% | 101% | 100% | 97% | 80 | 100% | 101% | 100% | 98% | 94% | 80 | 100% | 100% | 99% | 96% | 91%
190 | 87% | 81% | 74% | 65% | 56% | 48% | 41% | 35% | 30% | 28% | 90 | 100% | 100% | 99% | 96% | 91% |  | 90 | 100% | 100% | 99% | 97% | 93% |  | 90 | 100% | 100% | 99% | 97% | 94% | 90 | 100% | 101% | 101% | 99% | 98% |  | 90 | 100% | 101% | 101% | 100% | 99% | 90 | 100% | 101% | 101% | 101% | 100% | 90 | 100% | 101% | 101% | 100% | 99% | 90 | 100% | 101% | 101% | 100% | 99% | 90 | 100% | 101% | 101% | 99% | 96% | 90 | 100% | 100% | 99% | 97% | 93% | 90 | 100% | 100% | 99% | 96% | 93% | 90 | 100% | 100% | 98% | 95% | 91%
200 | 87% | 82% | 74% | 66% | 57% | 50% | 42% | 36% | 32% | 29%
210 | 87% | 82% | 75% | 67% | 59% | 52% | 45% | 40% | 35% | 32%
220 | 87% | 83% | 77% | 69% | 62% | 55% | 49% | 43% | 39% | 35%
230 | 87% | 84% | 78% | 72% | 65% | 59% | 53% | 48% | 43% | 38%
240 | 87% | 84% | 80% | 74% | 68% | 63% | 57% | 52% | 47% | 41%
250 | 87% | 85% | 82% | 77% | 72% | 67% | 62% | 56% | 51% | 45%
260 | 87% | 86% | 84% | 80% | 76% | 71% | 66% | 61% | 55% | 49%
270 | 87% | 87% | 86% | 83% | 79% | 75% | 70% | 65% | 59% | 52%
280 | 87% | 89% | 88% | 86% | 83% | 79% | 74% | 68% | 62% | 55%
290 | 87% | 90% | 90% | 89% | 86% | 82% | 77% | 71% | 65% | 58%
300 | 87% | 91% | 92% | 91% | 89% | 85% | 81% | 74% | 67% | 60%
310 | 87% | 91% | 93% | 94% | 92% | 88% | 83% | 77% | 70% | 61%
320 | 87% | 92% | 95% | 96% | 94% | 91% | 86% | 79% | 71% | 63%
330 | 87% | 93% | 96% | 97% | 96% | 93% | 88% | 81% | 73% | 63%
340 | 87% | 93% | 97% | 98% | 98% | 95% | 89% | 82% | 74% | 64%
350 | 87% | 94% | 98% | 99% | 99% | 95% | 90% | 83% | 74% | 64%
7.3 DARWIN | [10 empty] | DARWIN
Plane Azimuth (degrees) | Plane Inclination (degrees) | [9 empty] | DARWIN - Janurary | [6 empty] | DARWIN - February | [6 empty] | DARWIN - March | [5 empty] | DARWIN - April | [6 empty] | DARWIN - May | [5 empty] | DARWIN - June | [5 empty] | DARWIN - July | [5 empty] | DARWIN - August | [5 empty] | DARWIN - September | [5 empty] | DARWIN - October | [5 empty] | DARWIN - November | [5 empty] | DARWIN - December
| 0 | 10 | 20 | 30 | 40 | 50 | 60 | 70 | 80 | 90 | Plane Azimuth (degrees) | Plane Inclination (degrees) | [5 empty] | Plane Azimuth (degrees) | Plane Inclination (degrees) | [5 empty] | Plane Azimuth (degrees) | Plane Inclination (degrees) |  |  |  |  | Plane Azimuth (degrees) | Plane Inclination (degrees) | [5 empty] | Plane Azimuth (degrees) | Plane Inclination (degrees) |  |  |  |  | Plane Azimuth (degrees) | Plane Inclination (degrees) |  |  |  |  | Plane Azimuth (degrees) | Plane Inclination (degrees) |  |  |  |  | Plane Azimuth (degrees) | Plane Inclination (degrees) |  |  |  |  | Plane Azimuth (degrees) | Plane Inclination (degrees) |  |  |  |  | Plane Azimuth (degrees) | Plane Inclination (degrees) |  |  |  |  | Plane Azimuth (degrees) | Plane Inclination (degrees) |  |  |  |  | Plane Azimuth (degrees) | Plane Inclination (degrees)
0 | 96% | 99% | 100% | 99% | 94% | 88% | 79% | 69% | 58% | 48% |  | 0 | 10 | 20 | 30 | 40 |  |  | 0 | 10 | 20 | 30 | 40 |  |  | 0 | 10 | 20 | 30 | 40 |  | 0 | 10 | 20 | 30 | 40 |  |  | 0 | 10 | 20 | 30 | 40 |  | 0 | 10 | 20 | 30 | 40 |  | 0 | 10 | 20 | 30 | 40 |  | 0 | 10 | 20 | 30 | 40 |  | 0 | 10 | 20 | 30 | 40 |  | 0 | 10 | 20 | 30 | 40 |  | 0 | 10 | 20 | 30 | 40 |  | 0 | 10 | 20 | 30 | 40
10 | 96% | 99% | 100% | 99% | 94% | 88% | 79% | 69% | 58% | 48% | 270 | 100% | 100% | 97% | 94% | 89% |  | 270 | 100% | 100% | 98% | 94% | 90% |  | 270 | 100% | 100% | 98% | 94% | 90% | 270 | 100% | 100% | 99% | 96% | 92% |  | 270 | 100% | 100% | 100% | 97% | 93% | 270 | 100% | 100% | 100% | 97% | 93% | 270 | 100% | 100% | 100% | 97% | 93% | 270 | 100% | 100% | 99% | 97% | 93% | 270 | 100% | 101% | 100% | 97% | 93% | 270 | 100% | 100% | 99% | 96% | 92% | 270 | 100% | 100% | 98% | 95% | 90% | 270 | 100% | 100% | 97% | 94% | 89%
20 | 96% | 99% | 100% | 98% | 94% | 88% | 80% | 70% | 59% | 49% | 280 | 100% | 99% | 96% | 92% | 87% |  | 280 | 100% | 100% | 97% | 93% | 89% |  | 280 | 100% | 100% | 99% | 96% | 92% | 280 | 100% | 101% | 101% | 99% | 96% |  | 280 | 100% | 103% | 103% | 102% | 99% | 280 | 100% | 103% | 104% | 102% | 100% | 280 | 100% | 103% | 104% | 102% | 100% | 280 | 100% | 102% | 102% | 100% | 98% | 280 | 100% | 102% | 101% | 99% | 96% | 280 | 100% | 100% | 99% | 96% | 92% | 280 | 100% | 100% | 98% | 93% | 89% | 280 | 100% | 99% | 96% | 92% | 87%
30 | 96% | 99% | 100% | 98% | 94% | 88% | 80% | 71% | 61% | 51% | 290 | 100% | 98% | 95% | 90% | 85% |  | 290 | 100% | 100% | 97% | 93% | 88% |  | 290 | 100% | 100% | 100% | 97% | 93% | 290 | 100% | 103% | 103% | 102% | 99% |  | 290 | 100% | 105% | 107% | 107% | 105% | 290 | 100% | 105% | 108% | 108% | 107% | 290 | 100% | 105% | 108% | 108% | 107% | 290 | 100% | 103% | 105% | 104% | 102% | 290 | 100% | 102% | 102% | 101% | 97% | 290 | 100% | 100% | 99% | 96% | 91% | 290 | 100% | 99% | 96% | 92% | 87% | 290 | 100% | 98% | 95% | 90% | 85%
40 | 96% | 99% | 99% | 97% | 93% | 88% | 80% | 71% | 62% | 53% | 300 | 100% | 98% | 94% | 89% | 83% |  | 300 | 100% | 100% | 97% | 92% | 87% |  | 300 | 100% | 101% | 100% | 98% | 93% | 300 | 100% | 104% | 105% | 105% | 102% |  | 300 | 100% | 106% | 110% | 111% | 110% | 300 | 100% | 107% | 111% | 114% | 113% | 300 | 100% | 107% | 111% | 113% | 112% | 300 | 100% | 105% | 107% | 108% | 106% | 300 | 100% | 103% | 103% | 102% | 98% | 300 | 100% | 100% | 99% | 96% | 91% | 300 | 100% | 99% | 96% | 91% | 85% | 300 | 100% | 98% | 93% | 89% | 82%
50 | 96% | 98% | 99% | 96% | 93% | 87% | 80% | 72% | 63% | 55% | 310 | 100% | 97% | 93% | 87% | 81% |  | 310 | 100% | 99% | 96% | 92% | 86% |  | 310 | 100% | 101% | 100% | 98% | 94% | 310 | 100% | 105% | 107% | 107% | 105% |  | 310 | 100% | 108% | 113% | 115% | 115% | 310 | 100% | 109% | 115% | 119% | 120% | 310 | 100% | 109% | 115% | 118% | 118% | 310 | 100% | 106% | 109% | 111% | 109% | 310 | 100% | 104% | 104% | 103% | 100% | 310 | 100% | 100% | 99% | 95% | 90% | 310 | 100% | 98% | 94% | 89% | 83% | 310 | 100% | 97% | 92% | 87% | 79%
60 | 96% | 98% | 98% | 96% | 92% | 86% | 80% | 72% | 64% | 56% | 320 | 100% | 97% | 92% | 86% | 79% |  | 320 | 100% | 99% | 96% | 91% | 84% |  | 320 | 100% | 101% | 101% | 99% | 94% | 320 | 100% | 106% | 109% | 109% | 107% |  | 320 | 100% | 109% | 115% | 119% | 119% | 320 | 100% | 110% | 118% | 123% | 125% | 320 | 100% | 110% | 118% | 122% | 123% | 320 | 100% | 107% | 112% | 113% | 113% | 320 | 100% | 104% | 105% | 104% | 100% | 320 | 100% | 100% | 98% | 95% | 89% | 320 | 100% | 98% | 93% | 87% | 80% | 320 | 100% | 96% | 91% | 85% | 77%
70 | 96% | 97% | 97% | 94% | 91% | 85% | 79% | 72% | 64% | 56% | 330 | 100% | 97% | 92% | 85% | 77% |  | 330 | 100% | 99% | 96% | 91% | 84% |  | 330 | 100% | 102% | 101% | 99% | 94% | 330 | 100% | 106% | 110% | 111% | 109% |  | 330 | 100% | 110% | 118% | 122% | 123% | 330 | 100% | 112% | 121% | 127% | 130% | 330 | 100% | 111% | 120% | 125% | 127% | 330 | 100% | 108% | 113% | 116% | 115% | 330 | 100% | 104% | 106% | 105% | 101% | 330 | 100% | 100% | 98% | 94% | 88% | 330 | 100% | 98% | 93% | 86% | 78% | 330 | 100% | 96% | 90% | 83% | 75%
80 | 96% | 97% | 96% | 93% | 89% | 84% | 78% | 71% | 63% | 56% | 340 | 100% | 97% | 91% | 84% | 76% |  | 340 | 100% | 99% | 96% | 90% | 83% |  | 340 | 100% | 102% | 102% | 100% | 94% | 340 | 100% | 107% | 111% | 112% | 111% |  | 340 | 100% | 111% | 119% | 124% | 126% | 340 | 100% | 113% | 123% | 130% | 133% | 340 | 100% | 112% | 122% | 128% | 131% | 340 | 100% | 109% | 114% | 117% | 117% | 340 | 100% | 104% | 106% | 105% | 102% | 340 | 100% | 100% | 98% | 93% | 87% | 340 | 100% | 97% | 92% | 85% | 76% | 340 | 100% | 96% | 90% | 82% | 74%
90 | 96% | 96% | 95% | 92% | 87% | 82% | 76% | 69% | 62% | 55% | 350 | 100% | 97% | 91% | 83% | 75% |  | 350 | 100% | 99% | 96% | 90% | 82% |  | 350 | 100% | 102% | 102% | 100% | 95% | 350 | 100% | 107% | 112% | 113% | 112% |  | 350 | 100% | 112% | 120% | 126% | 128% | 350 | 100% | 113% | 124% | 132% | 136% | 350 | 100% | 113% | 123% | 129% | 133% | 350 | 100% | 109% | 115% | 119% | 119% | 350 | 100% | 104% | 106% | 105% | 102% | 350 | 100% | 100% | 98% | 93% | 86% | 350 | 100% | 97% | 92% | 85% | 76% | 350 | 100% | 96% | 89% | 82% | 72%
100 | 96% | 96% | 93% | 90% | 85% | 79% | 73% | 67% | 59% | 52% | 0 | 100% | 97% | 91% | 84% | 75% |  | 0 | 100% | 99% | 96% | 90% | 83% |  | 0 | 100% | 102% | 102% | 100% | 95% | 0 | 100% | 108% | 112% | 114% | 112% |  | 0 | 100% | 112% | 121% | 126% | 128% | 0 | 100% | 114% | 125% | 132% | 136% | 0 | 100% | 113% | 123% | 130% | 133% | 0 | 100% | 109% | 115% | 119% | 119% | 0 | 100% | 104% | 106% | 105% | 102% | 0 | 100% | 100% | 98% | 93% | 86% | 0 | 100% | 97% | 92% | 84% | 75% | 0 | 100% | 96% | 89% | 82% | 72%
110 | 96% | 95% | 93% | 88% | 83% | 77% | 70% | 63% | 56% | 49% | 10 | 100% | 97% | 91% | 84% | 76% |  | 10 | 100% | 99% | 96% | 91% | 83% |  | 10 | 100% | 102% | 103% | 100% | 95% | 10 | 100% | 107% | 112% | 113% | 112% |  | 10 | 100% | 112% | 120% | 125% | 128% | 10 | 100% | 113% | 124% | 131% | 135% | 10 | 100% | 113% | 123% | 129% | 132% | 10 | 100% | 109% | 115% | 118% | 118% | 10 | 100% | 104% | 106% | 105% | 101% | 10 | 100% | 100% | 98% | 93% | 86% | 10 | 100% | 97% | 92% | 85% | 76% | 10 | 100% | 96% | 90% | 82% | 73%
120 | 96% | 94% | 91% | 86% | 80% | 74% | 67% | 59% | 52% | 46% | 20 | 100% | 97% | 92% | 85% | 77% |  | 20 | 100% | 100% | 97% | 91% | 85% |  | 20 | 100% | 102% | 103% | 100% | 96% | 20 | 100% | 107% | 111% | 112% | 111% |  | 20 | 100% | 111% | 119% | 124% | 126% | 20 | 100% | 113% | 123% | 130% | 133% | 20 | 100% | 112% | 121% | 127% | 130% | 20 | 100% | 108% | 114% | 117% | 116% | 20 | 100% | 104% | 106% | 104% | 100% | 20 | 100% | 100% | 97% | 93% | 86% | 20 | 100% | 98% | 92% | 85% | 77% | 20 | 100% | 96% | 90% | 83% | 75%
130 | 96% | 94% | 90% | 84% | 78% | 70% | 63% | 56% | 48% | 41% | 30 | 100% | 98% | 93% | 87% | 79% |  | 30 | 100% | 100% | 97% | 92% | 86% |  | 30 | 100% | 102% | 102% | 100% | 96% | 30 | 100% | 106% | 110% | 111% | 109% |  | 30 | 100% | 110% | 117% | 122% | 123% | 30 | 100% | 112% | 121% | 127% | 129% | 30 | 100% | 111% | 119% | 125% | 126% | 30 | 100% | 108% | 113% | 115% | 114% | 30 | 100% | 104% | 105% | 103% | 100% | 30 | 100% | 100% | 98% | 93% | 86% | 30 | 100% | 98% | 93% | 87% | 79% | 30 | 100% | 97% | 91% | 85% | 77%
140 | 96% | 93% | 89% | 82% | 75% | 67% | 59% | 51% | 44% | 37% | 40 | 100% | 98% | 94% | 89% | 82% |  | 40 | 100% | 100% | 98% | 93% | 88% |  | 40 | 100% | 102% | 102% | 100% | 96% | 40 | 100% | 106% | 109% | 110% | 108% |  | 40 | 100% | 109% | 115% | 119% | 119% | 40 | 100% | 110% | 118% | 123% | 124% | 40 | 100% | 110% | 117% | 121% | 122% | 40 | 100% | 106% | 111% | 112% | 111% | 40 | 100% | 103% | 104% | 102% | 98% | 40 | 100% | 100% | 98% | 93% | 88% | 40 | 100% | 98% | 94% | 88% | 81% | 40 | 100% | 97% | 93% | 87% | 79%
150 | 96% | 93% | 88% | 81% | 73% | 64% | 55% | 46% | 39% | 33% | 50 | 100% | 99% | 95% | 91% | 84% |  | 50 | 100% | 100% | 98% | 95% | 89% |  | 50 | 100% | 102% | 102% | 100% | 96% | 50 | 100% | 105% | 108% | 108% | 105% |  | 50 | 100% | 108% | 113% | 115% | 114% | 50 | 100% | 109% | 115% | 118% | 119% | 50 | 100% | 109% | 114% | 117% | 117% | 50 | 100% | 106% | 109% | 109% | 107% | 50 | 100% | 103% | 103% | 101% | 97% | 50 | 100% | 100% | 98% | 93% | 88% | 50 | 100% | 98% | 95% | 89% | 83% | 50 | 100% | 98% | 94% | 89% | 82%
160 | 96% | 93% | 87% | 80% | 71% | 61% | 51% | 43% | 36% | 30% | 60 | 100% | 99% | 97% | 92% | 87% |  | 60 | 100% | 100% | 99% | 96% | 91% |  | 60 | 100% | 102% | 101% | 100% | 96% | 60 | 100% | 104% | 106% | 105% | 103% |  | 60 | 100% | 106% | 110% | 110% | 109% | 60 | 100% | 107% | 111% | 113% | 113% | 60 | 100% | 107% | 110% | 112% | 111% | 60 | 100% | 104% | 106% | 106% | 104% | 60 | 100% | 102% | 102% | 99% | 96% | 60 | 100% | 100% | 98% | 94% | 89% | 60 | 100% | 99% | 96% | 91% | 85% | 60 | 100% | 99% | 95% | 91% | 85%
170 | 96% | 93% | 87% | 79% | 70% | 59% | 49% | 41% | 34% | 28% | 70 | 100% | 100% | 98% | 94% | 89% |  | 70 | 100% | 101% | 100% | 97% | 92% |  | 70 | 100% | 101% | 101% | 99% | 95% | 70 | 100% | 103% | 104% | 103% | 100% |  | 70 | 100% | 104% | 106% | 106% | 104% | 70 | 100% | 105% | 107% | 107% | 106% | 70 | 100% | 104% | 107% | 107% | 105% | 70 | 100% | 103% | 104% | 103% | 100% | 70 | 100% | 101% | 101% | 98% | 94% | 70 | 100% | 100% | 98% | 94% | 89% | 70 | 100% | 100% | 97% | 93% | 87% | 70 | 100% | 99% | 97% | 93% | 88%
180 | 96% | 92% | 86% | 78% | 69% | 58% | 48% | 40% | 33% | 27% | 80 | 100% | 100% | 99% | 96% | 92% |  | 80 | 100% | 101% | 100% | 97% | 93% |  | 80 | 100% | 101% | 100% | 98% | 94% | 80 | 100% | 102% | 102% | 100% | 96% |  | 80 | 100% | 102% | 103% | 101% | 98% | 80 | 100% | 102% | 103% | 102% | 99% | 80 | 100% | 102% | 103% | 101% | 99% | 80 | 100% | 101% | 101% | 99% | 95% | 80 | 100% | 100% | 99% | 96% | 92% | 80 | 100% | 100% | 98% | 95% | 89% | 80 | 100% | 100% | 98% | 94% | 89% | 80 | 100% | 100% | 98% | 95% | 90%
190 | 96% | 92% | 86% | 78% | 69% | 59% | 48% | 41% | 33% | 27% | 90 | 100% | 101% | 100% | 98% | 94% |  | 90 | 100% | 101% | 100% | 98% | 94% |  | 90 | 100% | 100% | 100% | 97% | 93% | 90 | 100% | 100% | 99% | 96% | 92% |  | 90 | 100% | 100% | 99% | 96% | 92% | 90 | 100% | 100% | 99% | 96% | 92% | 90 | 100% | 100% | 99% | 96% | 91% | 90 | 100% | 100% | 98% | 95% | 91% | 90 | 100% | 100% | 98% | 94% | 90% | 90 | 100% | 100% | 98% | 95% | 89% | 90 | 100% | 100% | 99% | 96% | 91% | 90 | 100% | 100% | 100% | 97% | 93%
200 | 96% | 93% | 87% | 79% | 70% | 60% | 50% | 42% | 35% | 29%
210 | 96% | 93% | 87% | 80% | 71% | 63% | 53% | 45% | 38% | 32%
220 | 96% | 93% | 88% | 81% | 74% | 65% | 57% | 49% | 42% | 36%
230 | 96% | 93% | 89% | 83% | 76% | 68% | 60% | 53% | 46% | 40%
240 | 96% | 94% | 90% | 85% | 78% | 71% | 64% | 57% | 50% | 44%
250 | 96% | 94% | 91% | 86% | 81% | 74% | 67% | 61% | 54% | 47%
260 | 96% | 95% | 92% | 88% | 83% | 77% | 70% | 64% | 57% | 50%
270 | 96% | 96% | 93% | 90% | 85% | 79% | 73% | 67% | 60% | 52%
280 | 96% | 96% | 95% | 91% | 87% | 81% | 75% | 68% | 61% | 54%
290 | 96% | 97% | 96% | 93% | 89% | 83% | 77% | 70% | 62% | 55%
300 | 96% | 97% | 96% | 94% | 90% | 84% | 78% | 70% | 63% | 55%
310 | 96% | 98% | 97% | 95% | 91% | 85% | 78% | 70% | 62% | 54%
320 | 96% | 98% | 98% | 96% | 92% | 86% | 78% | 70% | 61% | 52%
330 | 96% | 99% | 99% | 97% | 93% | 86% | 78% | 70% | 60% | 51%
340 | 96% | 99% | 100% | 98% | 93% | 87% | 79% | 69% | 59% | 49%
350 | 96% | 99% | 100% | 98% | 94% | 87% | 79% | 69% | 58% | 48%
7.4 HOBART | [10 empty] | HOBART
Plane Azimuth (degrees) | Plane Inclination (degrees) | [9 empty] | HOBART - Janurary | [6 empty] | HOBART - February | [6 empty] | HOBART - March | [5 empty] | HOBART - April | [6 empty] | HOBART - May | [5 empty] | HOBART - June | [5 empty] | HOBART - July | [5 empty] | HOBART - August | [5 empty] | HOBART - September | [5 empty] | HOBART - October | [5 empty] | HOBART - November | [5 empty] | HOBART - December
| 0 | 10 | 20 | 30 | 40 | 50 | 60 | 70 | 80 | 90 | Plane Azimuth (degrees) | Plane Inclination (degrees) | [5 empty] | Plane Azimuth (degrees) | Plane Inclination (degrees) | [5 empty] | Plane Azimuth (degrees) | Plane Inclination (degrees) |  |  |  |  | Plane Azimuth (degrees) | Plane Inclination (degrees) | [5 empty] | Plane Azimuth (degrees) | Plane Inclination (degrees) |  |  |  |  | Plane Azimuth (degrees) | Plane Inclination (degrees) |  |  |  |  | Plane Azimuth (degrees) | Plane Inclination (degrees) |  |  |  |  | Plane Azimuth (degrees) | Plane Inclination (degrees) |  |  |  |  | Plane Azimuth (degrees) | Plane Inclination (degrees) |  |  |  |  | Plane Azimuth (degrees) | Plane Inclination (degrees) |  |  |  |  | Plane Azimuth (degrees) | Plane Inclination (degrees) |  |  |  |  | Plane Azimuth (degrees) | Plane Inclination (degrees)
0 | 82% | 90% | 95% | 99% | 100% | 99% | 95% | 89% | 81% | 72% |  | 0 | 10 | 20 | 30 | 40 |  |  | 0 | 10 | 20 | 30 | 40 |  |  | 0 | 10 | 20 | 30 | 40 |  | 0 | 10 | 20 | 30 | 40 |  |  | 0 | 10 | 20 | 30 | 40 |  | 0 | 10 | 20 | 30 | 40 |  | 0 | 10 | 20 | 30 | 40 |  | 0 | 10 | 20 | 30 | 40 |  | 0 | 10 | 20 | 30 | 40 |  | 0 | 10 | 20 | 30 | 40 |  | 0 | 10 | 20 | 30 | 40 |  | 0 | 10 | 20 | 30 | 40
10 | 82% | 89% | 95% | 98% | 99% | 98% | 95% | 88% | 81% | 72% | 270 | 100% | 101% | 100% | 98% | 94% |  | 270 | 100% | 101% | 101% | 100% | 97% |  | 270 | 100% | 101% | 100% | 99% | 98% | 270 | 100% | 101% | 102% | 101% | 100% |  | 270 | 100% | 101% | 103% | 104% | 103% | 270 | 100% | 102% | 103% | 103% | 103% | 270 | 100% | 101% | 103% | 104% | 104% | 270 | 100% | 101% | 101% | 101% | 100% | 270 | 100% | 101% | 101% | 100% | 98% | 270 | 100% | 101% | 101% | 99% | 96% | 270 | 100% | 101% | 100% | 99% | 96% | 270 | 100% | 101% | 100% | 97% | 94%
20 | 82% | 89% | 95% | 98% | 99% | 97% | 94% | 88% | 81% | 72% | 280 | 100% | 101% | 101% | 99% | 96% |  | 280 | 100% | 102% | 103% | 102% | 100% |  | 280 | 100% | 102% | 104% | 104% | 102% | 280 | 100% | 104% | 106% | 108% | 109% |  | 280 | 100% | 105% | 110% | 113% | 115% | 280 | 100% | 106% | 111% | 116% | 117% | 280 | 100% | 107% | 111% | 115% | 117% | 280 | 100% | 104% | 108% | 109% | 110% | 280 | 100% | 103% | 105% | 105% | 105% | 280 | 100% | 102% | 103% | 102% | 101% | 280 | 100% | 102% | 102% | 100% | 97% | 280 | 100% | 101% | 100% | 98% | 95%
30 | 82% | 88% | 93% | 96% | 97% | 96% | 92% | 87% | 79% | 70% | 290 | 100% | 102% | 102% | 100% | 98% |  | 290 | 100% | 103% | 105% | 104% | 103% |  | 290 | 100% | 104% | 107% | 108% | 107% | 290 | 100% | 106% | 112% | 115% | 116% |  | 290 | 100% | 109% | 117% | 123% | 127% | 290 | 100% | 111% | 120% | 128% | 133% | 290 | 100% | 111% | 119% | 126% | 132% | 290 | 100% | 107% | 113% | 117% | 120% | 290 | 100% | 105% | 109% | 111% | 111% | 290 | 100% | 104% | 105% | 105% | 104% | 290 | 100% | 102% | 103% | 102% | 99% | 290 | 100% | 101% | 101% | 99% | 96%
40 | 82% | 88% | 92% | 95% | 95% | 93% | 90% | 84% | 78% | 69% | 300 | 100% | 102% | 103% | 102% | 98% |  | 300 | 100% | 104% | 106% | 106% | 105% |  | 300 | 100% | 106% | 110% | 112% | 112% | 300 | 100% | 109% | 116% | 121% | 124% |  | 300 | 100% | 113% | 124% | 132% | 138% | 300 | 100% | 116% | 130% | 141% | 147% | 300 | 100% | 115% | 128% | 138% | 144% | 300 | 100% | 110% | 119% | 125% | 129% | 300 | 100% | 108% | 113% | 116% | 117% | 300 | 100% | 105% | 107% | 108% | 107% | 300 | 100% | 103% | 103% | 103% | 100% | 300 | 100% | 102% | 101% | 100% | 96%
50 | 82% | 87% | 90% | 92% | 92% | 90% | 87% | 81% | 75% | 67% | 310 | 100% | 102% | 103% | 102% | 99% |  | 310 | 100% | 105% | 107% | 108% | 107% |  | 310 | 100% | 107% | 112% | 115% | 116% | 310 | 100% | 111% | 121% | 127% | 131% |  | 310 | 100% | 115% | 129% | 141% | 149% | 310 | 100% | 120% | 138% | 152% | 163% | 310 | 100% | 119% | 135% | 149% | 158% | 310 | 100% | 113% | 124% | 132% | 138% | 310 | 100% | 109% | 116% | 121% | 123% | 310 | 100% | 106% | 109% | 110% | 109% | 310 | 100% | 103% | 104% | 103% | 101% | 310 | 100% | 102% | 102% | 100% | 96%
60 | 82% | 86% | 88% | 90% | 89% | 87% | 83% | 78% | 72% | 65% | 320 | 100% | 103% | 104% | 102% | 99% |  | 320 | 100% | 105% | 108% | 109% | 108% |  | 320 | 100% | 109% | 115% | 118% | 119% | 320 | 100% | 113% | 124% | 132% | 138% |  | 320 | 100% | 119% | 136% | 149% | 159% | 320 | 100% | 123% | 144% | 161% | 175% | 320 | 100% | 122% | 142% | 158% | 169% | 320 | 100% | 116% | 128% | 138% | 145% | 320 | 100% | 111% | 118% | 124% | 127% | 320 | 100% | 106% | 110% | 112% | 111% | 320 | 100% | 103% | 105% | 104% | 101% | 320 | 100% | 102% | 102% | 100% | 96%
70 | 82% | 85% | 87% | 87% | 85% | 83% | 79% | 75% | 69% | 62% | 330 | 100% | 103% | 104% | 102% | 99% |  | 330 | 100% | 106% | 109% | 110% | 109% |  | 330 | 100% | 109% | 116% | 121% | 122% | 330 | 100% | 114% | 127% | 137% | 143% |  | 330 | 100% | 121% | 140% | 155% | 167% | 330 | 100% | 127% | 150% | 170% | 186% | 330 | 100% | 125% | 147% | 165% | 179% | 330 | 100% | 117% | 132% | 144% | 153% | 330 | 100% | 112% | 121% | 127% | 131% | 330 | 100% | 107% | 111% | 113% | 113% | 330 | 100% | 103% | 105% | 104% | 101% | 330 | 100% | 102% | 102% | 100% | 96%
80 | 82% | 84% | 84% | 84% | 82% | 79% | 75% | 70% | 65% | 59% | 340 | 100% | 103% | 104% | 102% | 98% |  | 340 | 100% | 106% | 109% | 110% | 109% |  | 340 | 100% | 110% | 118% | 122% | 125% | 340 | 100% | 116% | 129% | 139% | 146% |  | 340 | 100% | 123% | 144% | 160% | 173% | 340 | 100% | 128% | 155% | 177% | 194% | 340 | 100% | 128% | 151% | 171% | 188% | 340 | 100% | 119% | 135% | 148% | 158% | 340 | 100% | 113% | 123% | 129% | 134% | 340 | 100% | 107% | 112% | 114% | 114% | 340 | 100% | 103% | 105% | 104% | 101% | 340 | 100% | 102% | 102% | 100% | 95%
90 | 82% | 82% | 82% | 80% | 78% | 75% | 71% | 66% | 61% | 55% | 350 | 100% | 103% | 104% | 102% | 98% |  | 350 | 100% | 106% | 109% | 110% | 109% |  | 350 | 100% | 110% | 118% | 123% | 126% | 350 | 100% | 117% | 130% | 142% | 149% |  | 350 | 100% | 124% | 145% | 163% | 177% | 350 | 100% | 130% | 156% | 180% | 198% | 350 | 100% | 128% | 154% | 175% | 192% | 350 | 100% | 120% | 137% | 152% | 162% | 350 | 100% | 113% | 124% | 131% | 136% | 350 | 100% | 108% | 112% | 115% | 114% | 350 | 100% | 103% | 105% | 104% | 101% | 350 | 100% | 102% | 102% | 99% | 95%
100 | 82% | 81% | 79% | 76% | 73% | 70% | 66% | 61% | 56% | 52% | 0 | 100% | 103% | 104% | 102% | 98% |  | 0 | 100% | 106% | 109% | 110% | 109% |  | 0 | 100% | 111% | 119% | 124% | 126% | 0 | 100% | 117% | 131% | 143% | 150% |  | 0 | 100% | 124% | 146% | 164% | 178% | 0 | 100% | 130% | 158% | 181% | 200% | 0 | 100% | 129% | 154% | 176% | 193% | 0 | 100% | 120% | 137% | 153% | 163% | 0 | 100% | 114% | 124% | 132% | 136% | 0 | 100% | 108% | 112% | 115% | 114% | 0 | 100% | 103% | 105% | 104% | 100% | 0 | 100% | 102% | 102% | 99% | 94%
110 | 82% | 80% | 77% | 73% | 69% | 65% | 61% | 56% | 52% | 47% | 10 | 100% | 103% | 104% | 102% | 98% |  | 10 | 100% | 106% | 109% | 109% | 108% |  | 10 | 100% | 110% | 118% | 124% | 126% | 10 | 100% | 117% | 130% | 142% | 149% |  | 10 | 100% | 123% | 145% | 163% | 177% | 10 | 100% | 130% | 156% | 180% | 198% | 10 | 100% | 128% | 154% | 175% | 192% | 10 | 100% | 120% | 137% | 152% | 162% | 10 | 100% | 113% | 124% | 131% | 136% | 10 | 100% | 108% | 112% | 114% | 114% | 10 | 100% | 103% | 105% | 103% | 100% | 10 | 100% | 102% | 102% | 99% | 95%
120 | 82% | 79% | 75% | 70% | 65% | 60% | 56% | 52% | 47% | 42% | 20 | 100% | 103% | 103% | 101% | 98% |  | 20 | 100% | 105% | 108% | 109% | 107% |  | 20 | 100% | 110% | 118% | 123% | 125% | 20 | 100% | 116% | 129% | 139% | 146% |  | 20 | 100% | 123% | 142% | 160% | 173% | 20 | 100% | 128% | 155% | 177% | 194% | 20 | 100% | 128% | 151% | 171% | 188% | 20 | 100% | 119% | 135% | 148% | 159% | 20 | 100% | 113% | 123% | 129% | 134% | 20 | 100% | 107% | 112% | 114% | 113% | 20 | 100% | 103% | 104% | 103% | 100% | 20 | 100% | 102% | 102% | 99% | 95%
130 | 82% | 78% | 72% | 66% | 61% | 55% | 51% | 47% | 42% | 38% | 30 | 100% | 102% | 103% | 101% | 98% |  | 30 | 100% | 105% | 107% | 108% | 106% |  | 30 | 100% | 109% | 117% | 121% | 123% | 30 | 100% | 114% | 127% | 137% | 143% |  | 30 | 100% | 121% | 140% | 155% | 167% | 30 | 100% | 127% | 150% | 170% | 186% | 30 | 100% | 125% | 147% | 165% | 179% | 30 | 100% | 118% | 133% | 144% | 154% | 30 | 100% | 112% | 121% | 127% | 131% | 30 | 100% | 107% | 111% | 113% | 112% | 30 | 100% | 103% | 104% | 103% | 100% | 30 | 100% | 102% | 102% | 99% | 95%
140 | 82% | 76% | 70% | 64% | 57% | 51% | 46% | 42% | 38% | 35% | 40 | 100% | 102% | 102% | 101% | 97% |  | 40 | 100% | 104% | 106% | 107% | 105% |  | 40 | 100% | 109% | 115% | 118% | 120% | 40 | 100% | 113% | 124% | 132% | 138% |  | 40 | 100% | 118% | 135% | 147% | 158% | 40 | 100% | 123% | 144% | 163% | 175% | 40 | 100% | 122% | 142% | 158% | 169% | 40 | 100% | 116% | 129% | 140% | 147% | 40 | 100% | 111% | 118% | 124% | 127% | 40 | 100% | 106% | 110% | 111% | 111% | 40 | 100% | 103% | 103% | 102% | 99% | 40 | 100% | 102% | 101% | 99% | 95%
150 | 82% | 76% | 68% | 61% | 54% | 47% | 42% | 38% | 35% | 32% | 50 | 100% | 102% | 102% | 100% | 97% |  | 50 | 100% | 103% | 105% | 105% | 103% |  | 50 | 100% | 107% | 113% | 116% | 117% | 50 | 100% | 111% | 121% | 127% | 131% |  | 50 | 100% | 115% | 129% | 140% | 147% | 50 | 100% | 120% | 138% | 152% | 163% | 50 | 100% | 119% | 135% | 149% | 158% | 50 | 100% | 113% | 125% | 133% | 139% | 50 | 100% | 109% | 116% | 121% | 122% | 50 | 100% | 105% | 108% | 109% | 108% | 50 | 100% | 102% | 103% | 101% | 98% | 50 | 100% | 102% | 101% | 99% | 96%
160 | 82% | 75% | 67% | 59% | 52% | 45% | 39% | 35% | 32% | 29% | 60 | 100% | 101% | 101% | 99% | 96% |  | 60 | 100% | 103% | 104% | 103% | 101% |  | 60 | 100% | 106% | 110% | 112% | 113% | 60 | 100% | 109% | 116% | 121% | 124% |  | 60 | 100% | 113% | 123% | 131% | 137% | 60 | 100% | 116% | 130% | 141% | 148% | 60 | 100% | 115% | 128% | 138% | 146% | 60 | 100% | 111% | 120% | 126% | 131% | 60 | 100% | 108% | 113% | 116% | 117% | 60 | 100% | 104% | 106% | 107% | 106% | 60 | 100% | 102% | 102% | 100% | 97% | 60 | 100% | 101% | 101% | 98% | 95%
170 | 82% | 75% | 67% | 58% | 50% | 43% | 37% | 32% | 30% | 28% | 70 | 100% | 101% | 100% | 98% | 94% |  | 70 | 100% | 102% | 102% | 101% | 99% |  | 70 | 100% | 104% | 107% | 109% | 109% | 70 | 100% | 106% | 112% | 115% | 117% |  | 70 | 100% | 109% | 117% | 122% | 126% | 70 | 100% | 111% | 122% | 130% | 134% | 70 | 100% | 111% | 119% | 126% | 131% | 70 | 100% | 108% | 114% | 119% | 122% | 70 | 100% | 105% | 109% | 111% | 112% | 70 | 100% | 103% | 105% | 105% | 103% | 70 | 100% | 101% | 100% | 99% | 96% | 70 | 100% | 101% | 100% | 98% | 94%
180 | 82% | 75% | 66% | 58% | 50% | 43% | 36% | 32% | 29% | 27% | 80 | 100% | 100% | 99% | 97% | 93% |  | 80 | 100% | 101% | 100% | 99% | 96% |  | 80 | 100% | 103% | 104% | 104% | 104% | 80 | 100% | 104% | 106% | 108% | 109% |  | 80 | 100% | 105% | 109% | 112% | 114% | 80 | 100% | 106% | 113% | 117% | 120% | 80 | 100% | 107% | 113% | 115% | 118% | 80 | 100% | 105% | 109% | 111% | 112% | 80 | 100% | 103% | 105% | 105% | 105% | 80 | 100% | 102% | 102% | 102% | 99% | 80 | 100% | 100% | 100% | 97% | 94% | 80 | 100% | 101% | 100% | 97% | 93%
190 | 82% | 75% | 67% | 58% | 50% | 43% | 37% | 33% | 30% | 28% | 90 | 100% | 100% | 98% | 95% | 91% |  | 90 | 100% | 100% | 98% | 96% | 92% |  | 90 | 100% | 101% | 101% | 100% | 98% | 90 | 100% | 101% | 101% | 101% | 101% |  | 90 | 100% | 100% | 101% | 103% | 101% | 90 | 100% | 102% | 103% | 105% | 105% | 90 | 100% | 101% | 103% | 104% | 104% | 90 | 100% | 102% | 103% | 103% | 103% | 90 | 100% | 101% | 101% | 100% | 99% | 90 | 100% | 101% | 100% | 98% | 95% | 90 | 100% | 100% | 98% | 96% | 92% | 90 | 100% | 100% | 99% | 96% | 92%
200 | 82% | 75% | 67% | 59% | 52% | 45% | 39% | 35% | 32% | 29%
210 | 82% | 76% | 68% | 61% | 54% | 47% | 42% | 38% | 35% | 32%
220 | 82% | 76% | 70% | 63% | 56% | 51% | 46% | 42% | 38% | 35%
230 | 82% | 77% | 72% | 66% | 60% | 55% | 51% | 47% | 42% | 38%
240 | 82% | 78% | 74% | 69% | 64% | 60% | 56% | 52% | 47% | 42%
250 | 82% | 79% | 76% | 73% | 68% | 65% | 61% | 56% | 52% | 46%
260 | 82% | 81% | 79% | 76% | 73% | 69% | 65% | 61% | 56% | 50%
270 | 82% | 82% | 81% | 79% | 77% | 74% | 70% | 65% | 61% | 55%
280 | 82% | 83% | 84% | 83% | 81% | 78% | 75% | 70% | 64% | 58%
290 | 82% | 85% | 86% | 86% | 85% | 82% | 79% | 74% | 68% | 61%
300 | 82% | 85% | 88% | 89% | 88% | 86% | 82% | 78% | 72% | 64%
310 | 82% | 87% | 90% | 92% | 92% | 90% | 86% | 81% | 74% | 67%
320 | 82% | 88% | 92% | 94% | 95% | 93% | 89% | 84% | 76% | 68%
330 | 82% | 88% | 93% | 96% | 96% | 95% | 92% | 86% | 79% | 70%
340 | 82% | 89% | 95% | 98% | 98% | 97% | 93% | 87% | 80% | 71%
350 | 82% | 89% | 95% | 98% | 99% | 98% | 95% | 88% | 81% | 72%
7.5 SYDNEY | [10 empty] | Sydney
Plane Azimuth (degrees) | Plane Inclination (degrees) | [9 empty] | Sydney - Janurary | [6 empty] | Sydney - February | [6 empty] | Sydney - March | [5 empty] | Sydney - April | [6 empty] | Sydney - May | [5 empty] | Sydney - June | [5 empty] | Sydney - July | [5 empty] | Sydney - August | [5 empty] | Sydney - September | [5 empty] | Sydney - October | [5 empty] | Sydney - November | [5 empty] | Sydney - December
| 0 | 10 | 20 | 30 | 40 | 50 | 60 | 70 | 80 | 90 | Plane Azimuth (degrees) | Plane Inclination (degrees) | [5 empty] | Plane Azimuth (degrees) | Plane Inclination (degrees) | [5 empty] | Plane Azimuth (degrees) | Plane Inclination (degrees) |  |  |  |  | Plane Azimuth (degrees) | Plane Inclination (degrees) | [5 empty] | Plane Azimuth (degrees) | Plane Inclination (degrees) |  |  |  |  | Plane Azimuth (degrees) | Plane Inclination (degrees) |  |  |  |  | Plane Azimuth (degrees) | Plane Inclination (degrees) |  |  |  |  | Plane Azimuth (degrees) | Plane Inclination (degrees) |  |  |  |  | Plane Azimuth (degrees) | Plane Inclination (degrees) |  |  |  |  | Plane Azimuth (degrees) | Plane Inclination (degrees) |  |  |  |  | Plane Azimuth (degrees) | Plane Inclination (degrees) |  |  |  |  | Plane Azimuth (degrees) | Plane Inclination (degrees)
0 | 87% | 94% | 98% | 100% | 99% | 97% | 91% | 84% | 75% | 64% |  | 0 | 10 | 20 | 30 | 40 |  |  | 0 | 10 | 20 | 30 | 40 |  |  | 0 | 10 | 20 | 30 | 40 |  | 0 | 10 | 20 | 30 | 40 |  |  | 0 | 10 | 20 | 30 | 40 |  | 0 | 10 | 20 | 30 | 40 |  | 0 | 10 | 20 | 30 | 40 |  | 0 | 10 | 20 | 30 | 40 |  | 0 | 10 | 20 | 30 | 40 |  | 0 | 10 | 20 | 30 | 40 |  | 0 | 10 | 20 | 30 | 40 |  | 0 | 10 | 20 | 30 | 40
10 | 87% | 94% | 98% | 100% | 99% | 96% | 91% | 84% | 75% | 64% | 270 | 100% | 100% | 99% | 96% | 92% |  | 270 | 100% | 101% | 100% | 97% | 94% |  | 270 | 100% | 101% | 101% | 99% | 96% | 270 | 100% | 101% | 101% | 99% | 97% |  | 270 | 100% | 102% | 102% | 101% | 99% | 270 | 100% | 101% | 101% | 101% | 100% | 270 | 100% | 101% | 102% | 101% | 100% | 270 | 100% | 101% | 101% | 99% | 97% | 270 | 100% | 101% | 101% | 99% | 96% | 270 | 100% | 100% | 100% | 98% | 95% | 270 | 100% | 101% | 100% | 97% | 94% | 270 | 100% | 101% | 100% | 97% | 93%
20 | 87% | 93% | 97% | 99% | 98% | 95% | 90% | 83% | 74% | 64% | 280 | 100% | 100% | 99% | 97% | 93% |  | 280 | 100% | 101% | 101% | 99% | 96% |  | 280 | 100% | 103% | 103% | 103% | 101% | 280 | 100% | 103% | 105% | 105% | 104% |  | 280 | 100% | 105% | 108% | 110% | 109% | 280 | 100% | 105% | 109% | 111% | 111% | 280 | 100% | 105% | 109% | 111% | 111% | 280 | 100% | 103% | 106% | 107% | 106% | 280 | 100% | 103% | 104% | 103% | 102% | 280 | 100% | 101% | 102% | 100% | 98% | 280 | 100% | 101% | 100% | 98% | 95% | 280 | 100% | 101% | 100% | 98% | 94%
30 | 87% | 93% | 96% | 98% | 97% | 94% | 88% | 81% | 73% | 63% | 290 | 100% | 100% | 100% | 97% | 93% |  | 290 | 100% | 102% | 102% | 100% | 98% |  | 290 | 100% | 104% | 106% | 106% | 105% | 290 | 100% | 105% | 109% | 111% | 111% |  | 290 | 100% | 108% | 114% | 118% | 120% | 290 | 100% | 109% | 115% | 120% | 123% | 290 | 100% | 109% | 115% | 121% | 123% | 290 | 100% | 106% | 111% | 114% | 115% | 290 | 100% | 104% | 107% | 108% | 108% | 290 | 100% | 102% | 103% | 103% | 100% | 290 | 100% | 101% | 101% | 99% | 96% | 290 | 100% | 101% | 100% | 98% | 93%
40 | 87% | 92% | 95% | 96% | 95% | 91% | 86% | 79% | 71% | 63% | 300 | 100% | 101% | 100% | 97% | 93% |  | 300 | 100% | 103% | 103% | 102% | 99% |  | 300 | 100% | 105% | 108% | 109% | 108% | 300 | 100% | 107% | 113% | 117% | 118% |  | 300 | 100% | 111% | 120% | 126% | 130% | 300 | 100% | 112% | 122% | 130% | 134% | 300 | 100% | 113% | 122% | 129% | 134% | 300 | 100% | 109% | 116% | 120% | 123% | 300 | 100% | 106% | 110% | 112% | 112% | 300 | 100% | 103% | 105% | 104% | 102% | 300 | 100% | 102% | 101% | 99% | 96% | 300 | 100% | 101% | 100% | 97% | 93%
50 | 87% | 91% | 94% | 94% | 92% | 89% | 84% | 77% | 69% | 61% | 310 | 100% | 101% | 100% | 97% | 93% |  | 310 | 100% | 103% | 104% | 103% | 100% |  | 310 | 100% | 106% | 110% | 112% | 110% | 310 | 100% | 109% | 117% | 121% | 123% |  | 310 | 100% | 114% | 126% | 134% | 139% | 310 | 100% | 115% | 128% | 138% | 145% | 310 | 100% | 115% | 128% | 137% | 144% | 310 | 100% | 111% | 120% | 127% | 130% | 310 | 100% | 108% | 113% | 116% | 116% | 310 | 100% | 104% | 106% | 106% | 104% | 310 | 100% | 102% | 101% | 99% | 96% | 310 | 100% | 101% | 100% | 97% | 92%
60 | 87% | 90% | 92% | 91% | 89% | 86% | 80% | 74% | 67% | 60% | 320 | 100% | 101% | 100% | 97% | 92% |  | 320 | 100% | 103% | 105% | 104% | 100% |  | 320 | 100% | 107% | 112% | 114% | 113% | 320 | 100% | 111% | 119% | 125% | 129% |  | 320 | 100% | 117% | 130% | 141% | 148% | 320 | 100% | 118% | 134% | 146% | 156% | 320 | 100% | 118% | 134% | 145% | 154% | 320 | 100% | 113% | 124% | 132% | 137% | 320 | 100% | 109% | 115% | 118% | 120% | 320 | 100% | 104% | 107% | 107% | 105% | 320 | 100% | 102% | 102% | 100% | 96% | 320 | 100% | 101% | 100% | 96% | 91%
70 | 87% | 89% | 90% | 89% | 86% | 82% | 77% | 71% | 64% | 57% | 330 | 100% | 101% | 100% | 97% | 92% |  | 330 | 100% | 104% | 105% | 104% | 101% |  | 330 | 100% | 108% | 113% | 115% | 115% | 330 | 100% | 112% | 122% | 129% | 133% |  | 330 | 100% | 118% | 134% | 146% | 155% | 330 | 100% | 121% | 138% | 154% | 164% | 330 | 100% | 120% | 138% | 152% | 162% | 330 | 100% | 115% | 127% | 136% | 143% | 330 | 100% | 110% | 117% | 121% | 122% | 330 | 100% | 105% | 107% | 108% | 105% | 330 | 100% | 102% | 101% | 99% | 95% | 330 | 100% | 101% | 99% | 96% | 90%
80 | 87% | 88% | 88% | 86% | 82% | 78% | 73% | 68% | 61% | 55% | 340 | 100% | 101% | 100% | 97% | 91% |  | 340 | 100% | 104% | 105% | 104% | 101% |  | 340 | 100% | 108% | 114% | 116% | 116% | 340 | 100% | 113% | 124% | 132% | 136% |  | 340 | 100% | 120% | 137% | 151% | 161% | 340 | 100% | 122% | 142% | 159% | 170% | 340 | 100% | 122% | 141% | 156% | 167% | 340 | 100% | 116% | 130% | 141% | 147% | 340 | 100% | 110% | 118% | 123% | 124% | 340 | 100% | 105% | 108% | 108% | 106% | 340 | 100% | 102% | 101% | 99% | 94% | 340 | 100% | 100% | 99% | 95% | 89%
90 | 87% | 87% | 86% | 82% | 79% | 74% | 69% | 64% | 58% | 52% | 350 | 100% | 101% | 100% | 96% | 91% |  | 350 | 100% | 104% | 105% | 104% | 101% |  | 350 | 100% | 108% | 114% | 117% | 117% | 350 | 100% | 114% | 125% | 133% | 138% |  | 350 | 100% | 121% | 139% | 154% | 164% | 350 | 100% | 123% | 144% | 162% | 174% | 350 | 100% | 123% | 143% | 159% | 171% | 350 | 100% | 117% | 131% | 143% | 150% | 350 | 100% | 111% | 119% | 124% | 126% | 350 | 100% | 105% | 108% | 108% | 106% | 350 | 100% | 102% | 101% | 99% | 94% | 350 | 100% | 100% | 98% | 94% | 88%
100 | 87% | 86% | 84% | 80% | 75% | 70% | 65% | 60% | 54% | 48% | 0 | 100% | 101% | 100% | 96% | 90% |  | 0 | 100% | 104% | 105% | 104% | 100% |  | 0 | 100% | 108% | 114% | 117% | 117% | 0 | 100% | 114% | 125% | 134% | 139% |  | 0 | 100% | 121% | 139% | 155% | 165% | 0 | 100% | 124% | 144% | 163% | 176% | 0 | 100% | 124% | 144% | 160% | 173% | 0 | 100% | 117% | 132% | 143% | 150% | 0 | 100% | 111% | 119% | 124% | 126% | 0 | 100% | 105% | 108% | 108% | 106% | 0 | 100% | 102% | 101% | 99% | 93% | 0 | 100% | 100% | 98% | 94% | 88%
110 | 87% | 85% | 81% | 77% | 71% | 66% | 61% | 55% | 50% | 44% | 10 | 100% | 101% | 100% | 96% | 91% |  | 10 | 100% | 104% | 105% | 104% | 100% |  | 10 | 100% | 108% | 114% | 116% | 116% | 10 | 100% | 114% | 125% | 133% | 138% |  | 10 | 100% | 121% | 139% | 154% | 164% | 10 | 100% | 123% | 144% | 162% | 175% | 10 | 100% | 123% | 143% | 159% | 171% | 10 | 100% | 117% | 131% | 143% | 150% | 10 | 100% | 110% | 118% | 123% | 126% | 10 | 100% | 105% | 108% | 108% | 105% | 10 | 100% | 102% | 101% | 98% | 93% | 10 | 100% | 100% | 98% | 94% | 88%
120 | 87% | 84% | 79% | 73% | 68% | 62% | 56% | 51% | 45% | 40% | 20 | 100% | 101% | 100% | 96% | 91% |  | 20 | 100% | 104% | 105% | 104% | 100% |  | 20 | 100% | 108% | 113% | 115% | 115% | 20 | 100% | 113% | 124% | 131% | 136% |  | 20 | 100% | 120% | 137% | 150% | 161% | 20 | 100% | 122% | 142% | 159% | 171% | 20 | 100% | 122% | 141% | 156% | 167% | 20 | 100% | 116% | 130% | 140% | 147% | 20 | 100% | 110% | 117% | 122% | 123% | 20 | 100% | 105% | 107% | 107% | 105% | 20 | 100% | 102% | 101% | 98% | 93% | 20 | 100% | 100% | 98% | 94% | 88%
130 | 87% | 83% | 77% | 71% | 64% | 57% | 52% | 46% | 41% | 37% | 30 | 100% | 101% | 100% | 97% | 92% |  | 30 | 100% | 103% | 105% | 103% | 100% |  | 30 | 100% | 107% | 112% | 114% | 114% | 30 | 100% | 112% | 122% | 129% | 133% |  | 30 | 100% | 118% | 134% | 146% | 155% | 30 | 100% | 121% | 139% | 154% | 165% | 30 | 100% | 120% | 137% | 152% | 162% | 30 | 100% | 115% | 127% | 136% | 143% | 30 | 100% | 109% | 116% | 120% | 121% | 30 | 100% | 104% | 106% | 107% | 104% | 30 | 100% | 101% | 101% | 98% | 94% | 30 | 100% | 100% | 98% | 94% | 89%
140 | 87% | 82% | 76% | 68% | 61% | 54% | 47% | 42% | 37% | 34% | 40 | 100% | 101% | 100% | 97% | 92% |  | 40 | 100% | 103% | 104% | 102% | 100% |  | 40 | 100% | 107% | 110% | 112% | 112% | 40 | 100% | 111% | 119% | 125% | 128% |  | 40 | 100% | 117% | 130% | 140% | 148% | 40 | 100% | 118% | 134% | 147% | 156% | 40 | 100% | 118% | 134% | 145% | 154% | 40 | 100% | 113% | 124% | 132% | 137% | 40 | 100% | 108% | 114% | 117% | 118% | 40 | 100% | 104% | 105% | 106% | 103% | 40 | 100% | 101% | 101% | 98% | 94% | 40 | 100% | 100% | 98% | 94% | 89%
150 | 87% | 81% | 74% | 66% | 58% | 50% | 44% | 38% | 34% | 30% | 50 | 100% | 101% | 100% | 97% | 92% |  | 50 | 100% | 102% | 103% | 102% | 99% |  | 50 | 100% | 105% | 108% | 110% | 109% | 50 | 100% | 109% | 116% | 121% | 123% |  | 50 | 100% | 114% | 125% | 134% | 139% | 50 | 100% | 116% | 129% | 139% | 146% | 50 | 100% | 115% | 128% | 137% | 144% | 50 | 100% | 111% | 120% | 127% | 130% | 50 | 100% | 107% | 111% | 114% | 114% | 50 | 100% | 103% | 104% | 104% | 102% | 50 | 100% | 101% | 100% | 98% | 94% | 50 | 100% | 100% | 98% | 95% | 90%
160 | 87% | 81% | 73% | 65% | 56% | 48% | 41% | 35% | 31% | 28% | 60 | 100% | 100% | 100% | 97% | 92% |  | 60 | 100% | 102% | 102% | 100% | 97% |  | 60 | 100% | 104% | 107% | 107% | 105% | 60 | 100% | 107% | 113% | 116% | 117% |  | 60 | 100% | 111% | 120% | 126% | 130% | 60 | 100% | 112% | 123% | 131% | 135% | 60 | 100% | 113% | 122% | 129% | 134% | 60 | 100% | 109% | 116% | 120% | 123% | 60 | 100% | 105% | 109% | 110% | 110% | 60 | 100% | 102% | 103% | 102% | 100% | 60 | 100% | 101% | 100% | 98% | 94% | 60 | 100% | 100% | 98% | 95% | 90%
170 | 87% | 81% | 73% | 64% | 55% | 47% | 39% | 34% | 29% | 27% | 70 | 100% | 100% | 99% | 96% | 92% |  | 70 | 100% | 101% | 101% | 100% | 96% |  | 70 | 100% | 103% | 104% | 104% | 103% | 70 | 100% | 105% | 109% | 111% | 111% |  | 70 | 100% | 108% | 114% | 118% | 119% | 70 | 100% | 109% | 116% | 121% | 124% | 70 | 100% | 109% | 115% | 121% | 123% | 70 | 100% | 106% | 111% | 114% | 115% | 70 | 100% | 103% | 106% | 107% | 105% | 70 | 100% | 101% | 102% | 100% | 98% | 70 | 100% | 101% | 100% | 97% | 93% | 70 | 100% | 100% | 98% | 95% | 90%
180 | 87% | 81% | 73% | 63% | 54% | 46% | 39% | 33% | 28% | 26% | 80 | 100% | 100% | 99% | 96% | 92% |  | 80 | 100% | 101% | 100% | 98% | 95% |  | 80 | 100% | 102% | 102% | 101% | 98% | 80 | 100% | 103% | 105% | 105% | 104% |  | 80 | 100% | 105% | 108% | 109% | 110% | 80 | 100% | 105% | 109% | 111% | 112% | 80 | 100% | 105% | 109% | 111% | 112% | 80 | 100% | 103% | 106% | 107% | 106% | 80 | 100% | 102% | 103% | 102% | 100% | 80 | 100% | 101% | 100% | 99% | 96% | 80 | 100% | 100% | 99% | 96% | 93% | 80 | 100% | 100% | 98% | 95% | 90%
190 | 87% | 81% | 73% | 64% | 55% | 47% | 40% | 34% | 29% | 27% | 90 | 100% | 100% | 98% | 96% | 91% |  | 90 | 100% | 100% | 99% | 96% | 92% |  | 90 | 100% | 101% | 99% | 97% | 94% | 90 | 100% | 101% | 100% | 99% | 97% |  | 90 | 100% | 101% | 102% | 101% | 99% | 90 | 100% | 101% | 102% | 102% | 100% | 90 | 100% | 101% | 102% | 101% | 100% | 90 | 100% | 101% | 101% | 99% | 98% | 90 | 100% | 100% | 99% | 97% | 95% | 90 | 100% | 100% | 99% | 96% | 93% | 90 | 100% | 100% | 98% | 95% | 91% | 90 | 100% | 100% | 98% | 94% | 90%
200 | 87% | 81% | 74% | 65% | 56% | 48% | 41% | 35% | 31% | 28%
210 | 87% | 82% | 74% | 66% | 59% | 51% | 44% | 38% | 34% | 30%
220 | 87% | 82% | 76% | 69% | 61% | 54% | 48% | 43% | 38% | 34%
230 | 87% | 83% | 78% | 71% | 65% | 59% | 52% | 47% | 41% | 37%
240 | 87% | 84% | 80% | 74% | 69% | 63% | 57% | 52% | 46% | 41%
250 | 87% | 85% | 82% | 77% | 72% | 67% | 62% | 56% | 51% | 45%
260 | 87% | 86% | 84% | 80% | 76% | 71% | 66% | 61% | 55% | 49%
270 | 87% | 87% | 86% | 84% | 80% | 76% | 71% | 65% | 59% | 53%
280 | 87% | 88% | 88% | 87% | 84% | 79% | 74% | 69% | 62% | 56%
290 | 87% | 89% | 90% | 89% | 87% | 83% | 78% | 72% | 66% | 59%
300 | 87% | 90% | 92% | 92% | 90% | 87% | 81% | 76% | 69% | 61%
310 | 87% | 91% | 94% | 94% | 93% | 89% | 85% | 78% | 71% | 62%
320 | 87% | 93% | 95% | 96% | 95% | 92% | 87% | 80% | 72% | 63%
330 | 87% | 93% | 97% | 98% | 97% | 94% | 89% | 82% | 74% | 64%
340 | 87% | 94% | 97% | 99% | 98% | 96% | 90% | 84% | 75% | 65%
350 | 87% | 94% | 98% | 100% | 99% | 97% | 91% | 84% | 75% | 65%
7.6 MELBOURNE | [10 empty] | MELBOURNE
Plane Azimuth (degrees) | Plane Inclination (degrees) | [9 empty] | MELBOURNE - Janurary | [6 empty] | MELBOURNE - February | [6 empty] | MELBOURNE - March | [5 empty] | MELBOURNE - April | [6 empty] | MELBOURNE - May | [5 empty] | MELBOURNE - June | [5 empty] | MELBOURNE - July | [5 empty] | MELBOURNE - August | [5 empty] | MELBOURNE - September | [5 empty] | MELBOURNE - October | [5 empty] | MELBOURNE - November | [5 empty] | MELBOURNE - December
| 0 | 10 | 20 | 30 | 40 | 50 | 60 | 70 | 80 | 90 | Plane Azimuth (degrees) | Plane Inclination (degrees) | [5 empty] | Plane Azimuth (degrees) | Plane Inclination (degrees) | [5 empty] | Plane Azimuth (degrees) | Plane Inclination (degrees) |  |  |  |  | Plane Azimuth (degrees) | Plane Inclination (degrees) | [5 empty] | Plane Azimuth (degrees) | Plane Inclination (degrees) |  |  |  |  | Plane Azimuth (degrees) | Plane Inclination (degrees) |  |  |  |  | Plane Azimuth (degrees) | Plane Inclination (degrees) |  |  |  |  | Plane Azimuth (degrees) | Plane Inclination (degrees) |  |  |  |  | Plane Azimuth (degrees) | Plane Inclination (degrees) |  |  |  |  | Plane Azimuth (degrees) | Plane Inclination (degrees) |  |  |  |  | Plane Azimuth (degrees) | Plane Inclination (degrees) |  |  |  |  | Plane Azimuth (degrees) | Plane Inclination (degrees)
0 | 86% | 93% | 98% | 100% | 100% | 98% | 93% | 86% | 77% | 67% |  | 0 | 10 | 20 | 30 | 40 |  |  | 0 | 10 | 20 | 30 | 40 |  |  | 0 | 10 | 20 | 30 | 40 |  | 0 | 10 | 20 | 30 | 40 |  |  | 0 | 10 | 20 | 30 | 40 |  | 0 | 10 | 20 | 30 | 40 |  | 0 | 10 | 20 | 30 | 40 |  | 0 | 10 | 20 | 30 | 40 |  | 0 | 10 | 20 | 30 | 40 |  | 0 | 10 | 20 | 30 | 40 |  | 0 | 10 | 20 | 30 | 40 |  | 0 | 10 | 20 | 30 | 40
10 | 86% | 92% | 97% | 99% | 99% | 97% | 92% | 85% | 77% | 67% | 270 | 100% | 101% | 100% | 98% | 95% |  | 270 | 100% | 101% | 101% | 99% | 96% |  | 270 | 100% | 102% | 101% | 100% | 98% | 270 | 100% | 102% | 102% | 101% | 99% |  | 270 | 100% | 101% | 102% | 102% | 101% | 270 | 100% | 101% | 103% | 101% | 101% | 270 | 100% | 101% | 101% | 102% | 101% | 270 | 100% | 101% | 102% | 101% | 99% | 270 | 100% | 101% | 101% | 101% | 99% | 270 | 100% | 101% | 101% | 100% | 97% | 270 | 100% | 101% | 100% | 98% | 95% | 270 | 100% | 101% | 100% | 97% | 93%
20 | 86% | 92% | 96% | 99% | 98% | 96% | 91% | 84% | 76% | 67% | 280 | 100% | 102% | 101% | 99% | 96% |  | 280 | 100% | 102% | 102% | 101% | 98% |  | 280 | 100% | 103% | 104% | 104% | 103% | 280 | 100% | 104% | 106% | 107% | 107% |  | 280 | 100% | 104% | 109% | 111% | 112% | 280 | 100% | 106% | 109% | 113% | 113% | 280 | 100% | 105% | 108% | 111% | 113% | 280 | 100% | 104% | 107% | 108% | 109% | 280 | 100% | 103% | 105% | 105% | 104% | 280 | 100% | 102% | 103% | 102% | 100% | 280 | 100% | 101% | 101% | 100% | 97% | 280 | 100% | 101% | 100% | 98% | 94%
30 | 86% | 92% | 95% | 97% | 96% | 94% | 89% | 83% | 75% | 66% | 290 | 100% | 102% | 102% | 100% | 97% |  | 290 | 100% | 103% | 104% | 103% | 100% |  | 290 | 100% | 104% | 107% | 108% | 107% | 290 | 100% | 106% | 111% | 113% | 114% |  | 290 | 100% | 107% | 115% | 119% | 122% | 290 | 100% | 110% | 117% | 122% | 126% | 290 | 100% | 108% | 116% | 121% | 124% | 290 | 100% | 107% | 112% | 115% | 117% | 290 | 100% | 105% | 108% | 110% | 109% | 290 | 100% | 103% | 105% | 105% | 103% | 290 | 100% | 102% | 102% | 101% | 98% | 290 | 100% | 101% | 100% | 98% | 95%
40 | 86% | 91% | 94% | 95% | 95% | 92% | 87% | 81% | 74% | 65% | 300 | 100% | 102% | 102% | 100% | 97% |  | 300 | 100% | 103% | 105% | 105% | 103% |  | 300 | 100% | 106% | 110% | 111% | 111% | 300 | 100% | 108% | 115% | 119% | 121% |  | 300 | 100% | 111% | 120% | 128% | 132% | 300 | 100% | 113% | 124% | 132% | 137% | 300 | 100% | 111% | 122% | 130% | 134% | 300 | 100% | 110% | 117% | 122% | 125% | 300 | 100% | 107% | 111% | 113% | 114% | 300 | 100% | 104% | 106% | 107% | 105% | 300 | 100% | 102% | 103% | 101% | 98% | 300 | 100% | 101% | 100% | 98% | 94%
50 | 86% | 90% | 92% | 93% | 92% | 89% | 85% | 79% | 71% | 63% | 310 | 100% | 102% | 102% | 101% | 97% |  | 310 | 100% | 104% | 106% | 106% | 104% |  | 310 | 100% | 107% | 112% | 114% | 115% | 310 | 100% | 111% | 118% | 124% | 127% |  | 310 | 100% | 114% | 126% | 135% | 140% | 310 | 100% | 117% | 131% | 141% | 149% | 310 | 100% | 115% | 128% | 138% | 145% | 310 | 100% | 112% | 121% | 128% | 132% | 310 | 100% | 108% | 114% | 117% | 119% | 310 | 100% | 105% | 108% | 109% | 107% | 310 | 100% | 103% | 103% | 102% | 99% | 310 | 100% | 101% | 100% | 98% | 94%
60 | 86% | 89% | 91% | 91% | 89% | 86% | 81% | 76% | 69% | 61% | 320 | 100% | 102% | 102% | 100% | 97% |  | 320 | 100% | 104% | 107% | 107% | 105% |  | 320 | 100% | 108% | 114% | 117% | 117% | 320 | 100% | 112% | 122% | 129% | 132% |  | 320 | 100% | 116% | 130% | 141% | 149% | 320 | 100% | 119% | 136% | 150% | 159% | 320 | 100% | 118% | 133% | 145% | 154% | 320 | 100% | 114% | 125% | 133% | 139% | 320 | 100% | 109% | 116% | 120% | 121% | 320 | 100% | 106% | 109% | 110% | 109% | 320 | 100% | 103% | 103% | 102% | 99% | 320 | 100% | 101% | 100% | 98% | 93%
70 | 86% | 88% | 89% | 88% | 86% | 82% | 78% | 73% | 66% | 59% | 330 | 100% | 102% | 102% | 100% | 96% |  | 330 | 100% | 105% | 107% | 107% | 105% |  | 330 | 100% | 109% | 115% | 119% | 120% | 330 | 100% | 114% | 124% | 133% | 137% |  | 330 | 100% | 118% | 134% | 147% | 155% | 330 | 100% | 122% | 141% | 156% | 168% | 330 | 100% | 120% | 138% | 152% | 162% | 330 | 100% | 116% | 128% | 138% | 144% | 330 | 100% | 110% | 117% | 123% | 125% | 330 | 100% | 106% | 110% | 111% | 110% | 330 | 100% | 103% | 103% | 102% | 98% | 330 | 100% | 101% | 100% | 97% | 93%
80 | 86% | 87% | 87% | 85% | 82% | 78% | 74% | 68% | 63% | 56% | 340 | 100% | 102% | 102% | 100% | 95% |  | 340 | 100% | 105% | 107% | 108% | 105% |  | 340 | 100% | 109% | 116% | 120% | 121% | 340 | 100% | 115% | 127% | 135% | 141% |  | 340 | 100% | 119% | 137% | 151% | 161% | 340 | 100% | 124% | 145% | 162% | 174% | 340 | 100% | 122% | 141% | 156% | 168% | 340 | 100% | 117% | 131% | 141% | 148% | 340 | 100% | 111% | 119% | 124% | 126% | 340 | 100% | 106% | 110% | 111% | 110% | 340 | 100% | 103% | 103% | 102% | 98% | 340 | 100% | 101% | 100% | 97% | 92%
90 | 86% | 85% | 84% | 82% | 78% | 74% | 70% | 64% | 59% | 53% | 350 | 100% | 102% | 102% | 99% | 94% |  | 350 | 100% | 105% | 108% | 108% | 105% |  | 350 | 100% | 110% | 117% | 121% | 122% | 350 | 100% | 115% | 127% | 137% | 144% |  | 350 | 100% | 120% | 138% | 153% | 164% | 350 | 100% | 126% | 147% | 165% | 179% | 350 | 100% | 123% | 143% | 160% | 172% | 350 | 100% | 118% | 132% | 144% | 152% | 350 | 100% | 111% | 120% | 125% | 128% | 350 | 100% | 106% | 110% | 112% | 110% | 350 | 100% | 103% | 103% | 101% | 97% | 350 | 100% | 101% | 100% | 97% | 91%
100 | 86% | 84% | 82% | 78% | 74% | 70% | 65% | 60% | 55% | 49% | 0 | 100% | 102% | 101% | 99% | 93% |  | 0 | 100% | 105% | 107% | 107% | 105% |  | 0 | 100% | 110% | 117% | 121% | 122% | 0 | 100% | 115% | 128% | 137% | 144% |  | 0 | 100% | 120% | 139% | 154% | 165% | 0 | 100% | 126% | 147% | 167% | 181% | 0 | 100% | 123% | 144% | 161% | 174% | 0 | 100% | 118% | 132% | 145% | 153% | 0 | 100% | 111% | 120% | 125% | 128% | 0 | 100% | 106% | 110% | 111% | 110% | 0 | 100% | 103% | 103% | 101% | 97% | 0 | 100% | 101% | 100% | 96% | 90%
110 | 86% | 84% | 80% | 75% | 71% | 65% | 61% | 56% | 50% | 45% | 10 | 100% | 102% | 101% | 98% | 93% |  | 10 | 100% | 105% | 107% | 107% | 104% |  | 10 | 100% | 110% | 116% | 120% | 121% | 10 | 100% | 115% | 127% | 137% | 143% |  | 10 | 100% | 120% | 138% | 153% | 164% | 10 | 100% | 126% | 147% | 165% | 179% | 10 | 100% | 123% | 143% | 160% | 172% | 10 | 100% | 118% | 132% | 144% | 152% | 10 | 100% | 111% | 119% | 125% | 127% | 10 | 100% | 106% | 110% | 111% | 109% | 10 | 100% | 103% | 103% | 101% | 96% | 10 | 100% | 101% | 100% | 96% | 90%
120 | 86% | 82% | 78% | 72% | 67% | 61% | 56% | 51% | 46% | 42% | 20 | 100% | 102% | 101% | 98% | 93% |  | 20 | 100% | 104% | 106% | 106% | 103% |  | 20 | 100% | 109% | 115% | 119% | 120% | 20 | 100% | 115% | 126% | 135% | 140% |  | 20 | 100% | 119% | 136% | 150% | 161% | 20 | 100% | 124% | 145% | 163% | 176% | 20 | 100% | 122% | 141% | 156% | 169% | 20 | 100% | 117% | 131% | 141% | 149% | 20 | 100% | 111% | 119% | 123% | 125% | 20 | 100% | 106% | 109% | 110% | 109% | 20 | 100% | 103% | 103% | 100% | 96% | 20 | 100% | 101% | 100% | 96% | 91%
130 | 86% | 81% | 76% | 69% | 63% | 57% | 51% | 46% | 42% | 37% | 30 | 100% | 101% | 100% | 98% | 93% |  | 30 | 100% | 104% | 106% | 105% | 103% |  | 30 | 100% | 108% | 114% | 117% | 118% | 30 | 100% | 114% | 124% | 132% | 137% |  | 30 | 100% | 118% | 133% | 146% | 154% | 30 | 100% | 123% | 142% | 158% | 169% | 30 | 100% | 121% | 138% | 152% | 162% | 30 | 100% | 116% | 129% | 139% | 145% | 30 | 100% | 110% | 117% | 121% | 123% | 30 | 100% | 105% | 108% | 109% | 107% | 30 | 100% | 102% | 102% | 100% | 96% | 30 | 100% | 101% | 100% | 97% | 91%
140 | 86% | 81% | 74% | 67% | 59% | 53% | 47% | 42% | 38% | 34% | 40 | 100% | 101% | 100% | 97% | 93% |  | 40 | 100% | 103% | 105% | 104% | 101% |  | 40 | 100% | 107% | 113% | 115% | 115% | 40 | 100% | 112% | 121% | 128% | 132% |  | 40 | 100% | 116% | 130% | 140% | 148% | 40 | 100% | 121% | 137% | 151% | 162% | 40 | 100% | 118% | 133% | 146% | 155% | 40 | 100% | 114% | 125% | 133% | 139% | 40 | 100% | 109% | 115% | 119% | 120% | 40 | 100% | 105% | 107% | 108% | 106% | 40 | 100% | 102% | 102% | 100% | 96% | 40 | 100% | 101% | 99% | 97% | 92%
150 | 86% | 80% | 73% | 65% | 57% | 49% | 43% | 38% | 35% | 31% | 50 | 100% | 101% | 100% | 97% | 93% |  | 50 | 100% | 103% | 104% | 103% | 100% |  | 50 | 100% | 106% | 110% | 112% | 112% | 50 | 100% | 110% | 118% | 124% | 127% |  | 50 | 100% | 113% | 124% | 133% | 138% | 50 | 100% | 118% | 132% | 144% | 151% | 50 | 100% | 115% | 129% | 139% | 146% | 50 | 100% | 112% | 122% | 129% | 132% | 50 | 100% | 107% | 113% | 115% | 116% | 50 | 100% | 104% | 106% | 106% | 104% | 50 | 100% | 102% | 101% | 99% | 96% | 50 | 100% | 101% | 99% | 97% | 92%
160 | 86% | 80% | 72% | 63% | 54% | 47% | 40% | 35% | 32% | 29% | 60 | 100% | 100% | 99% | 96% | 92% |  | 60 | 100% | 102% | 103% | 101% | 98% |  | 60 | 100% | 105% | 108% | 109% | 108% | 60 | 100% | 108% | 115% | 118% | 120% |  | 60 | 100% | 111% | 119% | 126% | 130% | 60 | 100% | 114% | 126% | 135% | 141% | 60 | 100% | 113% | 123% | 130% | 136% | 60 | 100% | 110% | 118% | 123% | 125% | 60 | 100% | 106% | 110% | 112% | 112% | 60 | 100% | 103% | 104% | 104% | 102% | 60 | 100% | 101% | 100% | 98% | 95% | 60 | 100% | 100% | 99% | 96% | 92%
170 | 86% | 80% | 71% | 63% | 54% | 46% | 39% | 33% | 29% | 27% | 70 | 100% | 100% | 98% | 95% | 92% |  | 70 | 100% | 101% | 101% | 99% | 96% |  | 70 | 100% | 103% | 105% | 105% | 104% | 70 | 100% | 106% | 110% | 112% | 114% |  | 70 | 100% | 107% | 114% | 118% | 120% | 70 | 100% | 110% | 118% | 126% | 128% | 70 | 100% | 109% | 116% | 122% | 125% | 70 | 100% | 107% | 113% | 116% | 118% | 70 | 100% | 105% | 107% | 108% | 107% | 70 | 100% | 102% | 102% | 102% | 100% | 70 | 100% | 101% | 100% | 98% | 94% | 70 | 100% | 100% | 99% | 96% | 92%
180 | 86% | 80% | 71% | 62% | 54% | 46% | 39% | 33% | 29% | 27% | 80 | 100% | 100% | 98% | 95% | 90% |  | 80 | 100% | 100% | 100% | 97% | 94% |  | 80 | 100% | 102% | 102% | 102% | 99% | 80 | 100% | 103% | 105% | 107% | 106% |  | 80 | 100% | 104% | 107% | 110% | 111% | 80 | 100% | 106% | 112% | 115% | 117% | 80 | 100% | 106% | 109% | 113% | 114% | 80 | 100% | 104% | 108% | 110% | 110% | 80 | 100% | 103% | 103% | 103% | 102% | 80 | 100% | 101% | 101% | 99% | 97% | 80 | 100% | 100% | 99% | 96% | 93% | 80 | 100% | 100% | 98% | 96% | 92%
190 | 86% | 80% | 72% | 63% | 54% | 47% | 40% | 33% | 30% | 28% | 90 | 100% | 99% | 97% | 93% | 89% |  | 90 | 100% | 100% | 98% | 95% | 91% |  | 90 | 100% | 101% | 99% | 97% | 95% | 90 | 100% | 101% | 101% | 100% | 98% |  | 90 | 100% | 101% | 101% | 101% | 100% | 90 | 100% | 103% | 104% | 104% | 104% | 90 | 100% | 101% | 102% | 102% | 102% | 90 | 100% | 102% | 102% | 102% | 101% | 90 | 100% | 101% | 100% | 99% | 96% | 90 | 100% | 100% | 99% | 96% | 93% | 90 | 100% | 100% | 98% | 95% | 91% | 90 | 100% | 100% | 98% | 95% | 91%
200 | 86% | 80% | 73% | 64% | 56% | 49% | 42% | 36% | 33% | 30%
210 | 86% | 81% | 74% | 66% | 58% | 51% | 45% | 40% | 36% | 33%
220 | 86% | 81% | 75% | 68% | 62% | 55% | 50% | 44% | 40% | 36%
230 | 86% | 82% | 77% | 71% | 65% | 60% | 54% | 49% | 44% | 40%
240 | 86% | 83% | 80% | 75% | 70% | 64% | 59% | 54% | 49% | 44%
250 | 86% | 84% | 82% | 78% | 74% | 69% | 64% | 59% | 54% | 49%
260 | 86% | 85% | 84% | 81% | 78% | 74% | 69% | 64% | 58% | 53%
270 | 86% | 87% | 87% | 85% | 82% | 78% | 74% | 68% | 63% | 56%
280 | 86% | 88% | 88% | 88% | 85% | 82% | 78% | 73% | 67% | 59%
290 | 86% | 89% | 91% | 91% | 89% | 86% | 82% | 76% | 70% | 62%
300 | 86% | 90% | 92% | 93% | 92% | 89% | 85% | 80% | 73% | 64%
310 | 86% | 91% | 94% | 95% | 95% | 92% | 88% | 82% | 74% | 66%
320 | 86% | 92% | 95% | 97% | 97% | 95% | 90% | 84% | 76% | 67%
330 | 86% | 92% | 96% | 99% | 98% | 96% | 92% | 85% | 77% | 68%
340 | 86% | 92% | 97% | 99% | 99% | 97% | 93% | 86% | 78% | 68%
350 | 86% | 93% | 98% | 100% | 100% | 98% | 93% | 87% | 78% | 67%
7.7 ADELAIDE | [10 empty] | ADELAIDE
Plane Azimuth (degrees) | Plane Inclination (degrees) | [9 empty] | ADELAIDE - Janurary | [6 empty] | ADELAIDE - February | [6 empty] | ADELAIDE - March | [5 empty] | ADELAIDE - April | [6 empty] | ADELAIDE - May | [5 empty] | ADELAIDE - June | [5 empty] | ADELAIDE - July | [5 empty] | ADELAIDE - August | [5 empty] | ADELAIDE - September | [5 empty] | ADELAIDE - October | [5 empty] | ADELAIDE - November | [5 empty] | ADELAIDE - December
| 0 | 10 | 20 | 30 | 40 | 50 | 60 | 70 | 80 | 90 | Plane Azimuth (degrees) | Plane Inclination (degrees) | [5 empty] | Plane Azimuth (degrees) | Plane Inclination (degrees) | [5 empty] | Plane Azimuth (degrees) | Plane Inclination (degrees) |  |  |  |  | Plane Azimuth (degrees) | Plane Inclination (degrees) | [5 empty] | Plane Azimuth (degrees) | Plane Inclination (degrees) |  |  |  |  | Plane Azimuth (degrees) | Plane Inclination (degrees) |  |  |  |  | Plane Azimuth (degrees) | Plane Inclination (degrees) |  |  |  |  | Plane Azimuth (degrees) | Plane Inclination (degrees) |  |  |  |  | Plane Azimuth (degrees) | Plane Inclination (degrees) |  |  |  |  | Plane Azimuth (degrees) | Plane Inclination (degrees) |  |  |  |  | Plane Azimuth (degrees) | Plane Inclination (degrees) |  |  |  |  | Plane Azimuth (degrees) | Plane Inclination (degrees)
0 | 87% | 94% | 98% | 100% | 99% | 96% | 91% | 83% | 74% | 63% |  | 0 | 10 | 20 | 30 | 40 |  |  | 0 | 10 | 20 | 30 | 40 |  |  | 0 | 10 | 20 | 30 | 40 |  | 0 | 10 | 20 | 30 | 40 |  |  | 0 | 10 | 20 | 30 | 40 |  | 0 | 10 | 20 | 30 | 40 |  | 0 | 10 | 20 | 30 | 40 |  | 0 | 10 | 20 | 30 | 40 |  | 0 | 10 | 20 | 30 | 40 |  | 0 | 10 | 20 | 30 | 40 |  | 0 | 10 | 20 | 30 | 40 |  | 0 | 10 | 20 | 30 | 40
10 | 87% | 94% | 98% | 100% | 99% | 96% | 90% | 83% | 74% | 63% | 270 | 100% | 101% | 100% | 97% | 93% |  | 270 | 100% | 101% | 100% | 97% | 94% |  | 270 | 100% | 101% | 101% | 100% | 97% | 270 | 100% | 101% | 101% | 101% | 99% |  | 270 | 100% | 101% | 102% | 102% | 100% | 270 | 100% | 101% | 102% | 102% | 100% | 270 | 100% | 102% | 103% | 103% | 101% | 270 | 100% | 102% | 102% | 102% | 100% | 270 | 100% | 101% | 102% | 101% | 98% | 270 | 100% | 101% | 100% | 99% | 96% | 270 | 100% | 101% | 100% | 98% | 94% | 270 | 100% | 101% | 100% | 98% | 94%
20 | 87% | 94% | 97% | 99% | 98% | 94% | 89% | 82% | 73% | 63% | 280 | 100% | 101% | 100% | 98% | 94% |  | 280 | 100% | 102% | 101% | 99% | 96% |  | 280 | 100% | 103% | 104% | 104% | 102% | 280 | 100% | 104% | 106% | 107% | 107% |  | 280 | 100% | 104% | 108% | 110% | 111% | 280 | 100% | 105% | 110% | 112% | 113% | 280 | 100% | 106% | 110% | 112% | 113% | 280 | 100% | 105% | 108% | 109% | 109% | 280 | 100% | 103% | 105% | 105% | 104% | 280 | 100% | 102% | 102% | 101% | 99% | 280 | 100% | 101% | 101% | 99% | 96% | 280 | 100% | 101% | 100% | 98% | 94%
30 | 87% | 93% | 96% | 97% | 96% | 93% | 87% | 80% | 72% | 62% | 290 | 100% | 101% | 100% | 98% | 95% |  | 290 | 100% | 102% | 102% | 101% | 98% |  | 290 | 100% | 104% | 107% | 107% | 106% | 290 | 100% | 106% | 110% | 113% | 114% |  | 290 | 100% | 108% | 114% | 119% | 121% | 290 | 100% | 109% | 116% | 121% | 124% | 290 | 100% | 109% | 116% | 121% | 124% | 290 | 100% | 108% | 113% | 116% | 117% | 290 | 100% | 105% | 108% | 109% | 109% | 290 | 100% | 103% | 104% | 104% | 102% | 290 | 100% | 101% | 101% | 100% | 97% | 290 | 100% | 101% | 100% | 98% | 94%
40 | 87% | 92% | 95% | 95% | 94% | 91% | 85% | 78% | 71% | 61% | 300 | 100% | 101% | 101% | 98% | 95% |  | 300 | 100% | 103% | 103% | 102% | 100% |  | 300 | 100% | 105% | 109% | 110% | 110% | 300 | 100% | 108% | 114% | 119% | 121% |  | 300 | 100% | 111% | 120% | 127% | 130% | 300 | 100% | 113% | 123% | 131% | 136% | 300 | 100% | 112% | 122% | 130% | 134% | 300 | 100% | 110% | 117% | 123% | 125% | 300 | 100% | 106% | 111% | 113% | 114% | 300 | 100% | 104% | 105% | 106% | 104% | 300 | 100% | 102% | 102% | 100% | 97% | 300 | 100% | 101% | 100% | 98% | 93%
50 | 87% | 91% | 93% | 93% | 91% | 88% | 83% | 76% | 69% | 60% | 310 | 100% | 101% | 101% | 98% | 94% |  | 310 | 100% | 103% | 104% | 103% | 101% |  | 310 | 100% | 107% | 111% | 113% | 113% | 310 | 100% | 110% | 118% | 124% | 127% |  | 310 | 100% | 113% | 125% | 133% | 139% | 310 | 100% | 116% | 129% | 139% | 147% | 310 | 100% | 115% | 128% | 137% | 144% | 310 | 100% | 112% | 121% | 128% | 132% | 310 | 100% | 108% | 113% | 117% | 117% | 310 | 100% | 104% | 107% | 107% | 105% | 310 | 100% | 102% | 102% | 100% | 97% | 310 | 100% | 101% | 100% | 97% | 93%
60 | 87% | 91% | 92% | 91% | 89% | 85% | 79% | 74% | 66% | 58% | 320 | 100% | 101% | 101% | 98% | 93% |  | 320 | 100% | 104% | 105% | 105% | 102% |  | 320 | 100% | 108% | 113% | 116% | 116% | 320 | 100% | 112% | 122% | 128% | 131% |  | 320 | 100% | 116% | 129% | 140% | 146% | 320 | 100% | 118% | 134% | 147% | 156% | 320 | 100% | 118% | 133% | 144% | 152% | 320 | 100% | 114% | 125% | 133% | 138% | 320 | 100% | 109% | 116% | 120% | 121% | 320 | 100% | 105% | 108% | 108% | 107% | 320 | 100% | 102% | 102% | 100% | 97% | 320 | 100% | 101% | 100% | 96% | 92%
70 | 87% | 89% | 90% | 88% | 85% | 81% | 76% | 70% | 63% | 56% | 330 | 100% | 101% | 101% | 98% | 93% |  | 330 | 100% | 104% | 106% | 105% | 102% |  | 330 | 100% | 109% | 114% | 118% | 118% | 330 | 100% | 113% | 124% | 131% | 136% |  | 330 | 100% | 118% | 133% | 145% | 154% | 330 | 100% | 121% | 139% | 154% | 165% | 330 | 100% | 120% | 137% | 150% | 160% | 330 | 100% | 115% | 128% | 138% | 144% | 330 | 100% | 110% | 117% | 121% | 123% | 330 | 100% | 106% | 109% | 109% | 107% | 330 | 100% | 102% | 102% | 100% | 96% | 330 | 100% | 101% | 99% | 96% | 90%
80 | 87% | 88% | 87% | 85% | 82% | 77% | 73% | 67% | 60% | 53% | 340 | 100% | 101% | 100% | 97% | 92% |  | 340 | 100% | 104% | 106% | 105% | 102% |  | 340 | 100% | 109% | 115% | 119% | 120% | 340 | 100% | 114% | 125% | 134% | 139% |  | 340 | 100% | 120% | 136% | 149% | 159% | 340 | 100% | 122% | 143% | 159% | 171% | 340 | 100% | 122% | 140% | 155% | 165% | 340 | 100% | 117% | 130% | 141% | 147% | 340 | 100% | 110% | 118% | 123% | 125% | 340 | 100% | 106% | 109% | 110% | 108% | 340 | 100% | 102% | 102% | 100% | 95% | 340 | 100% | 101% | 99% | 95% | 89%
90 | 87% | 87% | 85% | 82% | 78% | 74% | 69% | 63% | 57% | 50% | 350 | 100% | 101% | 100% | 97% | 91% |  | 350 | 100% | 104% | 106% | 105% | 102% |  | 350 | 100% | 109% | 116% | 120% | 120% | 350 | 100% | 114% | 127% | 136% | 141% |  | 350 | 100% | 120% | 138% | 152% | 162% | 350 | 100% | 123% | 145% | 162% | 174% | 350 | 100% | 122% | 142% | 157% | 169% | 350 | 100% | 117% | 132% | 142% | 150% | 350 | 100% | 110% | 118% | 124% | 126% | 350 | 100% | 106% | 109% | 110% | 108% | 350 | 100% | 102% | 102% | 99% | 94% | 350 | 100% | 100% | 99% | 94% | 88%
100 | 87% | 86% | 83% | 79% | 75% | 70% | 64% | 59% | 53% | 47% | 0 | 100% | 101% | 100% | 96% | 90% |  | 0 | 100% | 105% | 106% | 105% | 102% |  | 0 | 100% | 109% | 116% | 120% | 120% | 0 | 100% | 115% | 127% | 136% | 142% |  | 0 | 100% | 121% | 138% | 152% | 163% | 0 | 100% | 123% | 145% | 163% | 176% | 0 | 100% | 123% | 142% | 158% | 170% | 0 | 100% | 117% | 132% | 143% | 150% | 0 | 100% | 111% | 119% | 124% | 126% | 0 | 100% | 106% | 109% | 110% | 107% | 0 | 100% | 102% | 101% | 99% | 94% | 0 | 100% | 100% | 98% | 94% | 88%
110 | 87% | 85% | 81% | 76% | 71% | 65% | 60% | 54% | 49% | 44% | 10 | 100% | 101% | 100% | 96% | 90% |  | 10 | 100% | 104% | 106% | 105% | 102% |  | 10 | 100% | 109% | 116% | 119% | 120% | 10 | 100% | 114% | 126% | 135% | 141% |  | 10 | 100% | 120% | 138% | 151% | 161% | 10 | 100% | 123% | 145% | 162% | 174% | 10 | 100% | 122% | 141% | 157% | 168% | 10 | 100% | 117% | 131% | 141% | 149% | 10 | 100% | 110% | 118% | 123% | 125% | 10 | 100% | 106% | 109% | 110% | 107% | 10 | 100% | 102% | 101% | 99% | 94% | 10 | 100% | 100% | 98% | 94% | 88%
120 | 87% | 84% | 79% | 74% | 67% | 61% | 55% | 50% | 45% | 40% | 20 | 100% | 101% | 100% | 96% | 90% |  | 20 | 100% | 104% | 106% | 105% | 102% |  | 20 | 100% | 109% | 115% | 118% | 119% | 20 | 100% | 114% | 125% | 133% | 138% |  | 20 | 100% | 119% | 136% | 148% | 158% | 20 | 100% | 122% | 143% | 159% | 170% | 20 | 100% | 121% | 139% | 154% | 165% | 20 | 100% | 116% | 129% | 139% | 146% | 20 | 100% | 110% | 117% | 121% | 123% | 20 | 100% | 105% | 108% | 109% | 107% | 20 | 100% | 101% | 101% | 99% | 93% | 20 | 100% | 100% | 98% | 94% | 88%
130 | 87% | 83% | 77% | 71% | 64% | 57% | 51% | 46% | 41% | 36% | 30 | 100% | 101% | 100% | 96% | 91% |  | 30 | 100% | 104% | 105% | 105% | 102% |  | 30 | 100% | 108% | 114% | 117% | 116% | 30 | 100% | 112% | 123% | 130% | 133% |  | 30 | 100% | 118% | 132% | 144% | 152% | 30 | 100% | 120% | 138% | 153% | 164% | 30 | 100% | 120% | 136% | 149% | 159% | 30 | 100% | 115% | 126% | 135% | 141% | 30 | 100% | 109% | 116% | 119% | 120% | 30 | 100% | 105% | 108% | 108% | 106% | 30 | 100% | 101% | 101% | 98% | 93% | 30 | 100% | 100% | 98% | 94% | 88%
140 | 87% | 82% | 76% | 68% | 60% | 53% | 47% | 41% | 37% | 33% | 40 | 100% | 101% | 99% | 96% | 91% |  | 40 | 100% | 103% | 105% | 104% | 101% |  | 40 | 100% | 107% | 112% | 114% | 114% | 40 | 100% | 111% | 120% | 126% | 129% |  | 40 | 100% | 115% | 129% | 138% | 146% | 40 | 100% | 118% | 134% | 147% | 156% | 40 | 100% | 118% | 132% | 143% | 151% | 40 | 100% | 113% | 123% | 131% | 135% | 40 | 100% | 108% | 113% | 117% | 117% | 40 | 100% | 104% | 107% | 107% | 104% | 40 | 100% | 101% | 100% | 98% | 94% | 40 | 100% | 100% | 98% | 94% | 89%
150 | 87% | 82% | 75% | 67% | 58% | 50% | 43% | 37% | 33% | 30% | 50 | 100% | 101% | 99% | 96% | 91% |  | 50 | 100% | 103% | 104% | 103% | 100% |  | 50 | 100% | 106% | 110% | 111% | 111% | 50 | 100% | 109% | 116% | 122% | 124% |  | 50 | 100% | 113% | 124% | 132% | 137% | 50 | 100% | 116% | 129% | 139% | 146% | 50 | 100% | 115% | 127% | 136% | 142% | 50 | 100% | 111% | 120% | 126% | 129% | 50 | 100% | 106% | 111% | 113% | 113% | 50 | 100% | 104% | 105% | 105% | 103% | 50 | 100% | 101% | 100% | 97% | 93% | 50 | 100% | 100% | 98% | 95% | 90%
160 | 87% | 81% | 74% | 65% | 56% | 48% | 40% | 34% | 30% | 27% | 60 | 100% | 100% | 99% | 96% | 92% |  | 60 | 100% | 102% | 103% | 102% | 99% |  | 60 | 100% | 105% | 108% | 109% | 107% | 60 | 100% | 107% | 112% | 116% | 117% |  | 60 | 100% | 110% | 119% | 124% | 128% | 60 | 100% | 113% | 122% | 130% | 135% | 60 | 100% | 112% | 121% | 128% | 132% | 60 | 100% | 108% | 115% | 120% | 121% | 60 | 100% | 105% | 108% | 110% | 109% | 60 | 100% | 103% | 104% | 103% | 101% | 60 | 100% | 100% | 100% | 97% | 93% | 60 | 100% | 100% | 98% | 95% | 90%
170 | 87% | 81% | 74% | 64% | 55% | 47% | 39% | 32% | 28% | 26% | 70 | 100% | 100% | 99% | 96% | 91% |  | 70 | 100% | 102% | 102% | 100% | 97% |  | 70 | 100% | 103% | 105% | 105% | 103% | 70 | 100% | 105% | 108% | 110% | 110% |  | 70 | 100% | 107% | 113% | 117% | 119% | 70 | 100% | 109% | 116% | 121% | 123% | 70 | 100% | 109% | 115% | 119% | 122% | 70 | 100% | 106% | 111% | 112% | 114% | 70 | 100% | 103% | 105% | 105% | 105% | 70 | 100% | 102% | 102% | 101% | 98% | 70 | 100% | 100% | 99% | 96% | 92% | 70 | 100% | 100% | 98% | 95% | 90%
180 | 87% | 81% | 74% | 64% | 55% | 47% | 39% | 32% | 27% | 25% | 80 | 100% | 100% | 98% | 95% | 91% |  | 80 | 100% | 101% | 100% | 98% | 95% |  | 80 | 100% | 102% | 102% | 101% | 100% | 80 | 100% | 103% | 104% | 105% | 103% |  | 80 | 100% | 104% | 106% | 109% | 108% | 80 | 100% | 105% | 109% | 112% | 112% | 80 | 100% | 105% | 108% | 111% | 111% | 80 | 100% | 103% | 105% | 106% | 105% | 80 | 100% | 102% | 102% | 101% | 99% | 80 | 100% | 101% | 100% | 99% | 96% | 80 | 100% | 100% | 98% | 95% | 91% | 80 | 100% | 100% | 98% | 95% | 90%
190 | 87% | 81% | 74% | 65% | 55% | 47% | 39% | 33% | 28% | 26% | 90 | 100% | 100% | 98% | 94% | 90% |  | 90 | 100% | 100% | 99% | 96% | 93% |  | 90 | 100% | 100% | 100% | 97% | 95% | 90 | 100% | 100% | 99% | 98% | 96% |  | 90 | 100% | 101% | 101% | 100% | 98% | 90 | 100% | 101% | 101% | 101% | 100% | 90 | 100% | 102% | 102% | 101% | 100% | 90 | 100% | 100% | 100% | 98% | 96% | 90 | 100% | 100% | 99% | 97% | 94% | 90 | 100% | 100% | 99% | 96% | 93% | 90 | 100% | 99% | 97% | 94% | 90% | 90 | 100% | 100% | 98% | 94% | 90%
200 | 87% | 82% | 75% | 66% | 57% | 49% | 41% | 35% | 31% | 28%
210 | 87% | 82% | 75% | 68% | 59% | 51% | 44% | 39% | 34% | 31%
220 | 87% | 83% | 77% | 70% | 62% | 55% | 49% | 43% | 38% | 34%
230 | 87% | 84% | 78% | 73% | 66% | 59% | 53% | 48% | 42% | 38%
240 | 87% | 85% | 80% | 75% | 70% | 64% | 58% | 52% | 47% | 42%
250 | 87% | 86% | 83% | 78% | 74% | 68% | 63% | 57% | 51% | 46%
260 | 87% | 87% | 85% | 81% | 77% | 73% | 67% | 61% | 55% | 49%
270 | 87% | 88% | 87% | 84% | 81% | 76% | 72% | 66% | 59% | 53%
280 | 87% | 89% | 89% | 87% | 85% | 80% | 75% | 70% | 63% | 56%
290 | 87% | 90% | 91% | 90% | 88% | 84% | 79% | 73% | 66% | 59%
300 | 87% | 91% | 93% | 93% | 91% | 87% | 82% | 76% | 69% | 61%
310 | 87% | 92% | 95% | 95% | 94% | 90% | 85% | 79% | 71% | 62%
320 | 87% | 93% | 96% | 97% | 96% | 93% | 88% | 81% | 73% | 64%
330 | 87% | 93% | 97% | 98% | 98% | 94% | 89% | 82% | 74% | 64%
340 | 87% | 94% | 98% | 100% | 99% | 96% | 90% | 83% | 74% | 64%
350 | 87% | 94% | 98% | 100% | 99% | 96% | 91% | 83% | 74% | 64%
7.8 ALICE SPRINGS | [10 empty] | Alice Springs
Plane Azimuth (degrees) | Plane Inclination (degrees) | [9 empty] | Alice Springs - Janurary | [6 empty] | Alice Springs - February | [6 empty] | Alice Springs - March | [5 empty] | Alice Springs - April | [6 empty] | Alice Springs - May | [5 empty] | Alice Springs - June | [5 empty] | Alice Springs - July | [5 empty] | Alice Springs - August | [5 empty] | Alice Springs - September | [5 empty] | Alice Springs - October | [5 empty] | Alice Springs - November | [5 empty] | Alice Springs - December
| 0 | 10 | 20 | 30 | 40 | 50 | 60 | 70 | 80 | 90 | Plane Azimuth (degrees) | Plane Inclination (degrees) | [5 empty] | Plane Azimuth (degrees) | Plane Inclination (degrees) | [5 empty] | Plane Azimuth (degrees) | Plane Inclination (degrees) |  |  |  |  | Plane Azimuth (degrees) | Plane Inclination (degrees) | [5 empty] | Plane Azimuth (degrees) | Plane Inclination (degrees) |  |  |  |  | Plane Azimuth (degrees) | Plane Inclination (degrees) |  |  |  |  | Plane Azimuth (degrees) | Plane Inclination (degrees) |  |  |  |  | Plane Azimuth (degrees) | Plane Inclination (degrees) |  |  |  |  | Plane Azimuth (degrees) | Plane Inclination (degrees) |  |  |  |  | Plane Azimuth (degrees) | Plane Inclination (degrees) |  |  |  |  | Plane Azimuth (degrees) | Plane Inclination (degrees) |  |  |  |  | Plane Azimuth (degrees) | Plane Inclination (degrees)
0 | 90% | 96% | 99% | 100% | 98% | 94% | 87% | 78% | 68% | 57% |  | 0 | 10 | 20 | 30 | 40 |  |  | 0 | 10 | 20 | 30 | 40 |  |  | 0 | 10 | 20 | 30 | 40 |  | 0 | 10 | 20 | 30 | 40 |  |  | 0 | 10 | 20 | 30 | 40 |  | 0 | 10 | 20 | 30 | 40 |  | 0 | 10 | 20 | 30 | 40 |  | 0 | 10 | 20 | 30 | 40 |  | 0 | 10 | 20 | 30 | 40 |  | 0 | 10 | 20 | 30 | 40 |  | 0 | 10 | 20 | 30 | 40 |  | 0 | 10 | 20 | 30 | 40
10 | 90% | 96% | 99% | 100% | 98% | 94% | 87% | 79% | 69% | 57% | 270 | 100% | 99% | 97% | 93% | 88% |  | 270 | 100% | 100% | 98% | 94% | 90% |  | 270 | 100% | 100% | 99% | 96% | 92% | 270 | 100% | 100% | 99% | 97% | 93% |  | 270 | 100% | 101% | 100% | 98% | 95% | 270 | 100% | 101% | 101% | 99% | 96% | 270 | 100% | 101% | 101% | 99% | 96% | 270 | 100% | 101% | 100% | 98% | 95% | 270 | 100% | 100% | 99% | 97% | 93% | 270 | 100% | 100% | 98% | 95% | 91% | 270 | 100% | 100% | 98% | 94% | 89% | 270 | 100% | 100% | 97% | 94% | 89%
20 | 90% | 96% | 99% | 100% | 98% | 93% | 87% | 79% | 69% | 58% | 280 | 100% | 99% | 97% | 93% | 88% |  | 280 | 100% | 100% | 98% | 95% | 91% |  | 280 | 100% | 101% | 101% | 99% | 96% | 280 | 100% | 102% | 103% | 102% | 100% |  | 280 | 100% | 103% | 105% | 105% | 104% | 280 | 100% | 104% | 107% | 107% | 106% | 280 | 100% | 104% | 106% | 107% | 105% | 280 | 100% | 103% | 105% | 104% | 102% | 280 | 100% | 102% | 102% | 100% | 97% | 280 | 100% | 100% | 100% | 97% | 92% | 280 | 100% | 100% | 98% | 94% | 89% | 280 | 100% | 100% | 97% | 93% | 88%
30 | 90% | 96% | 98% | 99% | 97% | 93% | 87% | 78% | 69% | 59% | 290 | 100% | 99% | 96% | 92% | 86% |  | 290 | 100% | 100% | 99% | 96% | 91% |  | 290 | 100% | 103% | 103% | 101% | 98% | 290 | 100% | 104% | 106% | 107% | 105% |  | 290 | 100% | 106% | 110% | 112% | 112% | 290 | 100% | 108% | 113% | 115% | 116% | 290 | 100% | 107% | 111% | 114% | 114% | 290 | 100% | 105% | 109% | 110% | 109% | 290 | 100% | 103% | 104% | 104% | 101% | 290 | 100% | 101% | 100% | 98% | 94% | 290 | 100% | 100% | 97% | 93% | 88% | 290 | 100% | 99% | 96% | 92% | 87%
40 | 90% | 95% | 98% | 98% | 96% | 91% | 86% | 78% | 69% | 60% | 300 | 100% | 99% | 96% | 91% | 85% |  | 300 | 100% | 100% | 99% | 96% | 91% |  | 300 | 100% | 103% | 104% | 103% | 100% | 300 | 100% | 106% | 110% | 111% | 110% |  | 300 | 100% | 109% | 115% | 119% | 120% | 300 | 100% | 110% | 118% | 124% | 126% | 300 | 100% | 110% | 117% | 122% | 123% | 300 | 100% | 108% | 112% | 115% | 115% | 300 | 100% | 104% | 106% | 106% | 105% | 300 | 100% | 102% | 101% | 99% | 95% | 300 | 100% | 99% | 97% | 93% | 88% | 300 | 100% | 99% | 96% | 91% | 85%
50 | 90% | 94% | 96% | 96% | 94% | 90% | 84% | 77% | 69% | 60% | 310 | 100% | 99% | 95% | 90% | 84% |  | 310 | 100% | 101% | 100% | 96% | 91% |  | 310 | 100% | 104% | 106% | 105% | 103% | 310 | 100% | 108% | 112% | 115% | 115% |  | 310 | 100% | 111% | 120% | 125% | 128% | 310 | 100% | 113% | 123% | 131% | 135% | 310 | 100% | 112% | 121% | 128% | 131% | 310 | 100% | 109% | 116% | 119% | 121% | 310 | 100% | 106% | 108% | 109% | 108% | 310 | 100% | 102% | 102% | 100% | 96% | 310 | 100% | 99% | 97% | 93% | 87% | 310 | 100% | 99% | 95% | 90% | 84%
60 | 90% | 93% | 95% | 94% | 92% | 88% | 82% | 76% | 68% | 60% | 320 | 100% | 99% | 95% | 90% | 83% |  | 320 | 100% | 101% | 100% | 96% | 91% |  | 320 | 100% | 105% | 107% | 106% | 104% | 320 | 100% | 109% | 115% | 118% | 119% |  | 320 | 100% | 113% | 123% | 130% | 134% | 320 | 100% | 115% | 128% | 137% | 142% | 320 | 100% | 114% | 125% | 134% | 139% | 320 | 100% | 111% | 119% | 123% | 125% | 320 | 100% | 106% | 110% | 111% | 110% | 320 | 100% | 102% | 102% | 100% | 96% | 320 | 100% | 99% | 96% | 92% | 86% | 320 | 100% | 98% | 94% | 89% | 82%
70 | 90% | 93% | 93% | 92% | 89% | 85% | 80% | 73% | 66% | 59% | 330 | 100% | 98% | 95% | 89% | 82% |  | 330 | 100% | 101% | 100% | 97% | 91% |  | 330 | 100% | 105% | 108% | 108% | 105% | 330 | 100% | 110% | 117% | 122% | 122% |  | 330 | 100% | 115% | 126% | 134% | 140% | 330 | 100% | 117% | 131% | 142% | 149% | 330 | 100% | 116% | 129% | 139% | 145% | 330 | 100% | 112% | 121% | 127% | 130% | 330 | 100% | 107% | 111% | 113% | 112% | 330 | 100% | 103% | 103% | 101% | 96% | 330 | 100% | 99% | 96% | 91% | 85% | 330 | 100% | 98% | 94% | 88% | 80%
80 | 90% | 92% | 91% | 90% | 87% | 82% | 77% | 71% | 64% | 57% | 340 | 100% | 98% | 94% | 89% | 81% |  | 340 | 100% | 101% | 100% | 97% | 91% |  | 340 | 100% | 106% | 108% | 109% | 106% | 340 | 100% | 111% | 119% | 123% | 125% |  | 340 | 100% | 116% | 129% | 138% | 144% | 340 | 100% | 119% | 134% | 146% | 154% | 340 | 100% | 117% | 131% | 142% | 149% | 340 | 100% | 113% | 123% | 130% | 133% | 340 | 100% | 108% | 112% | 114% | 114% | 340 | 100% | 103% | 103% | 101% | 97% | 340 | 100% | 99% | 96% | 91% | 84% | 340 | 100% | 98% | 94% | 87% | 79%
90 | 90% | 91% | 90% | 87% | 84% | 79% | 73% | 67% | 61% | 54% | 350 | 100% | 99% | 94% | 88% | 80% |  | 350 | 100% | 101% | 100% | 97% | 91% |  | 350 | 100% | 106% | 109% | 109% | 107% | 350 | 100% | 111% | 120% | 125% | 127% |  | 350 | 100% | 117% | 130% | 140% | 147% | 350 | 100% | 119% | 136% | 149% | 157% | 350 | 100% | 118% | 133% | 145% | 152% | 350 | 100% | 114% | 124% | 131% | 135% | 350 | 100% | 108% | 113% | 115% | 114% | 350 | 100% | 103% | 103% | 101% | 96% | 350 | 100% | 99% | 96% | 91% | 84% | 350 | 100% | 98% | 94% | 87% | 78%
100 | 90% | 90% | 88% | 84% | 80% | 75% | 69% | 63% | 57% | 51% | 0 | 100% | 99% | 95% | 89% | 81% |  | 0 | 100% | 101% | 100% | 97% | 91% |  | 0 | 100% | 106% | 109% | 110% | 107% | 0 | 100% | 111% | 120% | 126% | 128% |  | 0 | 100% | 117% | 130% | 141% | 147% | 0 | 100% | 120% | 137% | 149% | 158% | 0 | 100% | 118% | 133% | 145% | 153% | 0 | 100% | 114% | 124% | 132% | 136% | 0 | 100% | 108% | 113% | 115% | 115% | 0 | 100% | 103% | 103% | 101% | 96% | 0 | 100% | 99% | 96% | 91% | 83% | 0 | 100% | 98% | 94% | 87% | 78%
110 | 90% | 89% | 86% | 82% | 76% | 71% | 65% | 59% | 53% | 47% | 10 | 100% | 99% | 95% | 89% | 81% |  | 10 | 100% | 101% | 101% | 97% | 91% |  | 10 | 100% | 106% | 109% | 110% | 107% | 10 | 100% | 111% | 120% | 125% | 127% |  | 10 | 100% | 117% | 130% | 140% | 147% | 10 | 100% | 119% | 136% | 148% | 157% | 10 | 100% | 117% | 133% | 144% | 152% | 10 | 100% | 114% | 124% | 131% | 135% | 10 | 100% | 108% | 113% | 115% | 114% | 10 | 100% | 103% | 103% | 101% | 97% | 10 | 100% | 99% | 96% | 91% | 84% | 10 | 100% | 98% | 94% | 87% | 79%
120 | 90% | 88% | 84% | 79% | 73% | 67% | 60% | 54% | 48% | 42% | 20 | 100% | 99% | 95% | 90% | 83% |  | 20 | 100% | 101% | 101% | 97% | 92% |  | 20 | 100% | 106% | 109% | 109% | 107% | 20 | 100% | 111% | 119% | 124% | 125% |  | 20 | 100% | 116% | 129% | 138% | 144% | 20 | 100% | 119% | 134% | 146% | 153% | 20 | 100% | 117% | 131% | 142% | 148% | 20 | 100% | 113% | 123% | 129% | 132% | 20 | 100% | 107% | 112% | 114% | 113% | 20 | 100% | 103% | 103% | 101% | 97% | 20 | 100% | 100% | 97% | 92% | 85% | 20 | 100% | 98% | 94% | 88% | 80%
130 | 90% | 87% | 82% | 76% | 69% | 62% | 55% | 49% | 43% | 38% | 30 | 100% | 99% | 96% | 91% | 84% |  | 30 | 100% | 101% | 101% | 98% | 93% |  | 30 | 100% | 106% | 108% | 108% | 106% | 30 | 100% | 110% | 117% | 122% | 123% |  | 30 | 100% | 114% | 126% | 134% | 139% | 30 | 100% | 117% | 131% | 142% | 148% | 30 | 100% | 116% | 128% | 137% | 143% | 30 | 100% | 112% | 121% | 126% | 129% | 30 | 100% | 107% | 111% | 113% | 111% | 30 | 100% | 103% | 103% | 101% | 97% | 30 | 100% | 100% | 97% | 93% | 86% | 30 | 100% | 99% | 95% | 90% | 82%
140 | 90% | 86% | 80% | 73% | 65% | 58% | 50% | 44% | 38% | 33% | 40 | 100% | 100% | 97% | 92% | 86% |  | 40 | 100% | 101% | 101% | 98% | 93% |  | 40 | 100% | 105% | 107% | 107% | 105% | 40 | 100% | 109% | 115% | 119% | 119% |  | 40 | 100% | 113% | 123% | 130% | 133% | 40 | 100% | 115% | 127% | 136% | 141% | 40 | 100% | 114% | 125% | 133% | 137% | 40 | 100% | 111% | 118% | 123% | 124% | 40 | 100% | 106% | 110% | 111% | 109% | 40 | 100% | 102% | 103% | 100% | 97% | 40 | 100% | 100% | 98% | 94% | 88% | 40 | 100% | 99% | 96% | 91% | 84%
150 | 90% | 86% | 79% | 71% | 62% | 53% | 46% | 39% | 34% | 29% | 50 | 100% | 100% | 98% | 94% | 88% |  | 50 | 100% | 101% | 101% | 98% | 94% |  | 50 | 100% | 104% | 106% | 106% | 103% | 50 | 100% | 108% | 113% | 115% | 115% |  | 50 | 100% | 111% | 119% | 124% | 127% | 50 | 100% | 113% | 122% | 129% | 133% | 50 | 100% | 111% | 120% | 127% | 130% | 50 | 100% | 109% | 115% | 118% | 119% | 50 | 100% | 105% | 108% | 108% | 106% | 50 | 100% | 102% | 102% | 100% | 96% | 50 | 100% | 100% | 98% | 94% | 89% | 50 | 100% | 99% | 96% | 92% | 86%
160 | 90% | 85% | 78% | 69% | 60% | 50% | 42% | 36% | 30% | 26% | 60 | 100% | 100% | 98% | 95% | 90% |  | 60 | 100% | 101% | 101% | 98% | 94% |  | 60 | 100% | 103% | 105% | 104% | 102% | 60 | 100% | 106% | 110% | 111% | 111% |  | 60 | 100% | 109% | 114% | 118% | 120% | 60 | 100% | 110% | 117% | 122% | 124% | 60 | 100% | 109% | 116% | 120% | 121% | 60 | 100% | 107% | 111% | 114% | 113% | 60 | 100% | 104% | 106% | 106% | 103% | 60 | 100% | 102% | 102% | 99% | 95% | 60 | 100% | 100% | 99% | 95% | 90% | 60 | 100% | 100% | 97% | 93% | 88%
170 | 90% | 85% | 77% | 68% | 58% | 48% | 40% | 33% | 28% | 24% | 70 | 100% | 100% | 99% | 96% | 92% |  | 70 | 100% | 101% | 100% | 98% | 94% |  | 70 | 100% | 103% | 103% | 102% | 99% | 70 | 100% | 104% | 106% | 107% | 105% |  | 70 | 100% | 106% | 110% | 112% | 111% | 70 | 100% | 107% | 112% | 115% | 115% | 70 | 100% | 106% | 110% | 113% | 112% | 70 | 100% | 105% | 107% | 108% | 107% | 70 | 100% | 103% | 103% | 103% | 100% | 70 | 100% | 101% | 101% | 98% | 94% | 70 | 100% | 100% | 99% | 96% | 91% | 70 | 100% | 100% | 98% | 95% | 90%
180 | 90% | 84% | 77% | 67% | 57% | 47% | 40% | 33% | 27% | 22% | 80 | 100% | 101% | 100% | 97% | 93% |  | 80 | 100% | 101% | 100% | 97% | 94% |  | 80 | 100% | 102% | 101% | 100% | 96% | 80 | 100% | 102% | 103% | 102% | 100% |  | 80 | 100% | 103% | 105% | 105% | 103% | 80 | 100% | 104% | 106% | 106% | 105% | 80 | 100% | 103% | 105% | 105% | 103% | 80 | 100% | 103% | 103% | 103% | 101% | 80 | 100% | 101% | 101% | 99% | 96% | 80 | 100% | 101% | 100% | 97% | 93% | 80 | 100% | 100% | 99% | 96% | 92% | 80 | 100% | 100% | 99% | 96% | 91%
190 | 90% | 84% | 77% | 68% | 57% | 48% | 40% | 33% | 27% | 23% | 90 | 100% | 101% | 100% | 97% | 93% |  | 90 | 100% | 101% | 100% | 97% | 93% |  | 90 | 100% | 100% | 100% | 97% | 93% | 90 | 100% | 100% | 100% | 97% | 94% |  | 90 | 100% | 101% | 100% | 97% | 94% | 90 | 100% | 101% | 100% | 97% | 95% | 90 | 100% | 100% | 99% | 96% | 94% | 90 | 100% | 101% | 99% | 96% | 93% | 90 | 100% | 100% | 98% | 96% | 92% | 90 | 100% | 100% | 98% | 96% | 92% | 90 | 100% | 100% | 99% | 96% | 92% | 90 | 100% | 101% | 100% | 97% | 92%
200 | 90% | 85% | 78% | 69% | 59% | 49% | 41% | 34% | 29% | 25%
210 | 90% | 85% | 78% | 70% | 61% | 52% | 44% | 38% | 33% | 29%
220 | 90% | 86% | 80% | 72% | 64% | 56% | 49% | 42% | 37% | 32%
230 | 90% | 87% | 81% | 74% | 67% | 60% | 53% | 47% | 42% | 37%
240 | 90% | 87% | 83% | 77% | 71% | 64% | 58% | 52% | 46% | 41%
250 | 90% | 88% | 84% | 80% | 75% | 69% | 63% | 57% | 51% | 45%
260 | 90% | 89% | 87% | 83% | 78% | 73% | 67% | 61% | 55% | 49%
270 | 90% | 90% | 89% | 85% | 81% | 77% | 71% | 65% | 59% | 52%
280 | 90% | 91% | 90% | 88% | 84% | 80% | 75% | 69% | 62% | 55%
290 | 90% | 92% | 92% | 91% | 87% | 83% | 78% | 71% | 64% | 57%
300 | 90% | 93% | 94% | 93% | 90% | 86% | 80% | 73% | 66% | 58%
310 | 90% | 94% | 95% | 95% | 92% | 88% | 82% | 75% | 67% | 58%
320 | 90% | 95% | 97% | 96% | 94% | 90% | 84% | 76% | 68% | 58%
330 | 90% | 95% | 98% | 98% | 96% | 91% | 85% | 77% | 68% | 58%
340 | 90% | 96% | 98% | 99% | 97% | 93% | 86% | 78% | 68% | 58%
350 | 90% | 96% | 99% | 100% | 98% | 93% | 87% | 78% | 68% | 57%
7.9 PERTH | [10 empty] | PERTH
Plane Azimuth (degrees) | Plane Inclination (degrees) | [9 empty] | PERTH - Janurary | [6 empty] | PERTH - February | [6 empty] | PERTH - March | [5 empty] | PERTH - April | [6 empty] | PERTH - May | [5 empty] | PERTH - June | [5 empty] | PERTH - July | [5 empty] | PERTH - August | [5 empty] | PERTH - September | [5 empty] | PERTH - October | [5 empty] | PERTH - November | [5 empty] | PERTH - December
| 0 | 10 | 20 | 30 | 40 | 50 | 60 | 70 | 80 | 90 | Plane Azimuth (degrees) | Plane Inclination (degrees) | [5 empty] | Plane Azimuth (degrees) | Plane Inclination (degrees) | [5 empty] | Plane Azimuth (degrees) | Plane Inclination (degrees) |  |  |  |  | Plane Azimuth (degrees) | Plane Inclination (degrees) | [5 empty] | Plane Azimuth (degrees) | Plane Inclination (degrees) |  |  |  |  | Plane Azimuth (degrees) | Plane Inclination (degrees) |  |  |  |  | Plane Azimuth (degrees) | Plane Inclination (degrees) |  |  |  |  | Plane Azimuth (degrees) | Plane Inclination (degrees) |  |  |  |  | Plane Azimuth (degrees) | Plane Inclination (degrees) |  |  |  |  | Plane Azimuth (degrees) | Plane Inclination (degrees) |  |  |  |  | Plane Azimuth (degrees) | Plane Inclination (degrees) |  |  |  |  | Plane Azimuth (degrees) | Plane Inclination (degrees)
0 | 88% | 94% | 98% | 100% | 99% | 95% | 89% | 81% | 72% | 61% |  | 0 | 10 | 20 | 30 | 40 |  |  | 0 | 10 | 20 | 30 | 40 |  |  | 0 | 10 | 20 | 30 | 40 |  | 0 | 10 | 20 | 30 | 40 |  |  | 0 | 10 | 20 | 30 | 40 |  | 0 | 10 | 20 | 30 | 40 |  | 0 | 10 | 20 | 30 | 40 |  | 0 | 10 | 20 | 30 | 40 |  | 0 | 10 | 20 | 30 | 40 |  | 0 | 10 | 20 | 30 | 40 |  | 0 | 10 | 20 | 30 | 40 |  | 0 | 10 | 20 | 30 | 40
10 | 88% | 94% | 98% | 100% | 99% | 95% | 89% | 81% | 72% | 61% | 270 | 100% | 100% | 99% | 96% | 92% |  | 270 | 100% | 100% | 99% | 97% | 93% |  | 270 | 100% | 101% | 100% | 99% | 96% | 270 | 100% | 101% | 101% | 100% | 98% |  | 270 | 100% | 101% | 101% | 99% | 98% | 270 | 100% | 101% | 101% | 101% | 99% | 270 | 100% | 101% | 101% | 101% | 98% | 270 | 100% | 101% | 101% | 100% | 98% | 270 | 100% | 101% | 101% | 99% | 96% | 270 | 100% | 101% | 100% | 98% | 95% | 270 | 100% | 100% | 99% | 96% | 92% | 270 | 100% | 100% | 99% | 96% | 92%
20 | 88% | 94% | 98% | 99% | 98% | 94% | 89% | 81% | 72% | 62% | 280 | 100% | 100% | 99% | 96% | 92% |  | 280 | 100% | 101% | 100% | 98% | 95% |  | 280 | 100% | 102% | 103% | 103% | 100% | 280 | 100% | 104% | 105% | 106% | 105% |  | 280 | 100% | 104% | 107% | 108% | 108% | 280 | 100% | 105% | 108% | 110% | 110% | 280 | 100% | 104% | 107% | 109% | 109% | 280 | 100% | 104% | 106% | 106% | 106% | 280 | 100% | 102% | 104% | 103% | 101% | 280 | 100% | 102% | 102% | 100% | 98% | 280 | 100% | 100% | 99% | 97% | 93% | 280 | 100% | 100% | 98% | 95% | 92%
30 | 88% | 94% | 97% | 98% | 97% | 93% | 88% | 81% | 72% | 62% | 290 | 100% | 100% | 99% | 96% | 92% |  | 290 | 100% | 101% | 101% | 100% | 97% |  | 290 | 100% | 104% | 106% | 106% | 104% | 290 | 100% | 106% | 110% | 112% | 112% |  | 290 | 100% | 107% | 113% | 116% | 117% | 290 | 100% | 108% | 115% | 120% | 121% | 290 | 100% | 107% | 113% | 117% | 120% | 290 | 100% | 106% | 110% | 113% | 113% | 290 | 100% | 104% | 107% | 107% | 106% | 290 | 100% | 102% | 103% | 102% | 100% | 290 | 100% | 101% | 100% | 97% | 93% | 290 | 100% | 100% | 98% | 95% | 91%
40 | 88% | 93% | 96% | 96% | 95% | 92% | 86% | 80% | 71% | 62% | 300 | 100% | 100% | 99% | 96% | 92% |  | 300 | 100% | 102% | 102% | 101% | 98% |  | 300 | 100% | 105% | 108% | 109% | 108% | 300 | 100% | 108% | 113% | 117% | 118% |  | 300 | 100% | 110% | 118% | 124% | 126% | 300 | 100% | 112% | 121% | 129% | 133% | 300 | 100% | 111% | 119% | 126% | 129% | 300 | 100% | 109% | 114% | 119% | 120% | 300 | 100% | 105% | 109% | 110% | 110% | 300 | 100% | 103% | 104% | 104% | 102% | 300 | 100% | 101% | 100% | 98% | 93% | 300 | 100% | 100% | 98% | 95% | 90%
50 | 88% | 92% | 94% | 94% | 93% | 89% | 84% | 78% | 70% | 62% | 310 | 100% | 100% | 99% | 96% | 91% |  | 310 | 100% | 103% | 103% | 101% | 99% |  | 310 | 100% | 106% | 110% | 111% | 111% | 310 | 100% | 110% | 117% | 121% | 124% |  | 310 | 100% | 113% | 123% | 130% | 135% | 310 | 100% | 115% | 127% | 136% | 143% | 310 | 100% | 113% | 124% | 133% | 138% | 310 | 100% | 110% | 119% | 124% | 126% | 310 | 100% | 107% | 111% | 114% | 114% | 310 | 100% | 104% | 105% | 105% | 103% | 310 | 100% | 101% | 100% | 98% | 93% | 310 | 100% | 100% | 98% | 94% | 89%
60 | 88% | 91% | 93% | 93% | 90% | 87% | 82% | 76% | 69% | 61% | 320 | 100% | 100% | 99% | 96% | 90% |  | 320 | 100% | 103% | 104% | 102% | 99% |  | 320 | 100% | 107% | 112% | 114% | 113% | 320 | 100% | 112% | 120% | 125% | 128% |  | 320 | 100% | 115% | 127% | 137% | 143% | 320 | 100% | 118% | 133% | 144% | 152% | 320 | 100% | 116% | 129% | 139% | 146% | 320 | 100% | 112% | 121% | 128% | 131% | 320 | 100% | 108% | 113% | 116% | 117% | 320 | 100% | 104% | 106% | 106% | 104% | 320 | 100% | 101% | 100% | 97% | 93% | 320 | 100% | 100% | 98% | 93% | 88%
70 | 88% | 90% | 91% | 90% | 88% | 84% | 79% | 73% | 66% | 59% | 330 | 100% | 100% | 99% | 95% | 89% |  | 330 | 100% | 103% | 104% | 103% | 99% |  | 330 | 100% | 108% | 113% | 115% | 115% | 330 | 100% | 113% | 122% | 129% | 133% |  | 330 | 100% | 117% | 131% | 142% | 150% | 330 | 100% | 120% | 136% | 150% | 160% | 330 | 100% | 118% | 133% | 145% | 153% | 330 | 100% | 114% | 124% | 132% | 136% | 330 | 100% | 109% | 115% | 118% | 119% | 330 | 100% | 105% | 107% | 107% | 105% | 330 | 100% | 101% | 100% | 97% | 92% | 330 | 100% | 100% | 97% | 93% | 87%
80 | 88% | 89% | 89% | 88% | 85% | 81% | 76% | 70% | 63% | 56% | 340 | 100% | 100% | 99% | 94% | 88% |  | 340 | 100% | 103% | 104% | 103% | 99% |  | 340 | 100% | 108% | 114% | 116% | 116% | 340 | 100% | 113% | 124% | 132% | 136% |  | 340 | 100% | 118% | 134% | 146% | 154% | 340 | 100% | 121% | 140% | 155% | 166% | 340 | 100% | 119% | 136% | 149% | 158% | 340 | 100% | 114% | 126% | 135% | 140% | 340 | 100% | 109% | 116% | 120% | 121% | 340 | 100% | 105% | 107% | 107% | 105% | 340 | 100% | 101% | 100% | 97% | 92% | 340 | 100% | 100% | 97% | 92% | 85%
90 | 88% | 88% | 87% | 84% | 81% | 77% | 72% | 66% | 60% | 54% | 350 | 100% | 100% | 98% | 94% | 88% |  | 350 | 100% | 103% | 104% | 103% | 99% |  | 350 | 100% | 109% | 114% | 117% | 117% | 350 | 100% | 114% | 125% | 133% | 138% |  | 350 | 100% | 119% | 136% | 149% | 158% | 350 | 100% | 122% | 142% | 158% | 170% | 350 | 100% | 120% | 138% | 152% | 162% | 350 | 100% | 115% | 127% | 136% | 142% | 350 | 100% | 109% | 116% | 121% | 122% | 350 | 100% | 105% | 107% | 107% | 105% | 350 | 100% | 101% | 100% | 97% | 91% | 350 | 100% | 99% | 97% | 92% | 85%
100 | 88% | 87% | 85% | 81% | 77% | 73% | 68% | 62% | 56% | 50% | 0 | 100% | 100% | 98% | 94% | 87% |  | 0 | 100% | 103% | 104% | 103% | 99% |  | 0 | 100% | 109% | 114% | 117% | 117% | 0 | 100% | 114% | 125% | 133% | 138% |  | 0 | 100% | 119% | 136% | 150% | 159% | 0 | 100% | 122% | 143% | 159% | 171% | 0 | 100% | 121% | 138% | 153% | 163% | 0 | 100% | 115% | 128% | 137% | 143% | 0 | 100% | 110% | 117% | 121% | 122% | 0 | 100% | 105% | 107% | 107% | 105% | 0 | 100% | 101% | 100% | 96% | 91% | 0 | 100% | 99% | 96% | 92% | 84%
110 | 88% | 86% | 83% | 78% | 74% | 68% | 63% | 57% | 51% | 46% | 10 | 100% | 100% | 98% | 94% | 87% |  | 10 | 100% | 103% | 104% | 103% | 99% |  | 10 | 100% | 108% | 114% | 116% | 116% | 10 | 100% | 114% | 125% | 132% | 137% |  | 10 | 100% | 119% | 136% | 149% | 158% | 10 | 100% | 122% | 142% | 158% | 170% | 10 | 100% | 120% | 138% | 152% | 162% | 10 | 100% | 115% | 127% | 136% | 142% | 10 | 100% | 109% | 116% | 120% | 121% | 10 | 100% | 105% | 107% | 107% | 104% | 10 | 100% | 101% | 100% | 97% | 91% | 10 | 100% | 99% | 97% | 92% | 84%
120 | 88% | 85% | 81% | 75% | 69% | 63% | 58% | 52% | 47% | 42% | 20 | 100% | 100% | 98% | 94% | 88% |  | 20 | 100% | 103% | 104% | 103% | 99% |  | 20 | 100% | 108% | 113% | 115% | 115% | 20 | 100% | 113% | 123% | 130% | 135% |  | 20 | 100% | 118% | 134% | 146% | 155% | 20 | 100% | 121% | 140% | 155% | 166% | 20 | 100% | 119% | 136% | 149% | 158% | 20 | 100% | 114% | 126% | 134% | 140% | 20 | 100% | 109% | 115% | 119% | 120% | 20 | 100% | 105% | 107% | 107% | 104% | 20 | 100% | 101% | 100% | 97% | 92% | 20 | 100% | 100% | 97% | 92% | 85%
130 | 88% | 84% | 79% | 73% | 66% | 59% | 53% | 47% | 42% | 38% | 30 | 100% | 100% | 98% | 95% | 89% |  | 30 | 100% | 103% | 104% | 103% | 99% |  | 30 | 100% | 107% | 112% | 114% | 113% | 30 | 100% | 112% | 121% | 127% | 130% |  | 30 | 100% | 117% | 131% | 142% | 150% | 30 | 100% | 120% | 137% | 150% | 161% | 30 | 100% | 118% | 133% | 145% | 153% | 30 | 100% | 114% | 124% | 131% | 136% | 30 | 100% | 108% | 114% | 117% | 117% | 30 | 100% | 104% | 106% | 106% | 103% | 30 | 100% | 101% | 100% | 97% | 92% | 30 | 100% | 100% | 97% | 93% | 86%
140 | 88% | 83% | 77% | 70% | 62% | 55% | 48% | 42% | 38% | 33% | 40 | 100% | 100% | 98% | 95% | 90% |  | 40 | 100% | 103% | 103% | 102% | 98% |  | 40 | 100% | 106% | 110% | 112% | 111% | 40 | 100% | 111% | 119% | 124% | 126% |  | 40 | 100% | 115% | 127% | 138% | 143% | 40 | 100% | 118% | 133% | 145% | 152% | 40 | 100% | 116% | 129% | 139% | 146% | 40 | 100% | 111% | 121% | 127% | 131% | 40 | 100% | 107% | 113% | 115% | 115% | 40 | 100% | 104% | 105% | 105% | 102% | 40 | 100% | 101% | 100% | 97% | 93% | 40 | 100% | 100% | 97% | 93% | 88%
150 | 88% | 83% | 76% | 68% | 59% | 51% | 44% | 38% | 33% | 30% | 50 | 100% | 100% | 98% | 95% | 90% |  | 50 | 100% | 102% | 103% | 101% | 98% |  | 50 | 100% | 105% | 109% | 109% | 108% | 50 | 100% | 109% | 115% | 120% | 121% |  | 50 | 100% | 113% | 123% | 131% | 136% | 50 | 100% | 115% | 128% | 137% | 144% | 50 | 100% | 113% | 124% | 133% | 138% | 50 | 100% | 110% | 117% | 123% | 125% | 50 | 100% | 106% | 110% | 112% | 111% | 50 | 100% | 103% | 104% | 103% | 100% | 50 | 100% | 101% | 100% | 98% | 93% | 50 | 100% | 100% | 98% | 94% | 89%
160 | 88% | 82% | 75% | 66% | 57% | 48% | 40% | 34% | 30% | 27% | 60 | 100% | 100% | 99% | 95% | 91% |  | 60 | 100% | 102% | 102% | 100% | 97% |  | 60 | 100% | 104% | 106% | 106% | 105% | 60 | 100% | 107% | 112% | 115% | 115% |  | 60 | 100% | 110% | 118% | 124% | 127% | 60 | 100% | 112% | 121% | 129% | 134% | 60 | 100% | 111% | 120% | 126% | 129% | 60 | 100% | 108% | 114% | 118% | 119% | 60 | 100% | 105% | 108% | 109% | 108% | 60 | 100% | 102% | 103% | 102% | 99% | 60 | 100% | 101% | 100% | 98% | 93% | 60 | 100% | 100% | 98% | 94% | 90%
170 | 88% | 82% | 75% | 65% | 56% | 47% | 39% | 32% | 27% | 25% | 70 | 100% | 100% | 99% | 95% | 91% |  | 70 | 100% | 101% | 101% | 99% | 96% |  | 70 | 100% | 103% | 104% | 103% | 101% | 70 | 100% | 105% | 108% | 109% | 109% |  | 70 | 100% | 107% | 113% | 117% | 118% | 70 | 100% | 108% | 116% | 121% | 122% | 70 | 100% | 107% | 113% | 118% | 120% | 70 | 100% | 106% | 110% | 111% | 112% | 70 | 100% | 103% | 105% | 105% | 104% | 70 | 100% | 102% | 101% | 100% | 97% | 70 | 100% | 100% | 100% | 97% | 93% | 70 | 100% | 100% | 98% | 95% | 90%
180 | 88% | 82% | 74% | 65% | 55% | 46% | 38% | 31% | 26% | 24% | 80 | 100% | 100% | 98% | 95% | 91% |  | 80 | 100% | 101% | 100% | 98% | 94% |  | 80 | 100% | 101% | 101% | 100% | 97% | 80 | 100% | 102% | 104% | 104% | 102% |  | 80 | 100% | 104% | 107% | 109% | 108% | 80 | 100% | 106% | 108% | 111% | 111% | 80 | 100% | 104% | 107% | 110% | 110% | 80 | 100% | 103% | 105% | 106% | 105% | 80 | 100% | 102% | 102% | 101% | 99% | 80 | 100% | 101% | 100% | 98% | 95% | 80 | 100% | 100% | 99% | 96% | 93% | 80 | 100% | 100% | 98% | 95% | 91%
190 | 88% | 82% | 75% | 65% | 56% | 47% | 39% | 32% | 27% | 25% | 90 | 100% | 100% | 98% | 95% | 91% |  | 90 | 100% | 100% | 99% | 96% | 92% |  | 90 | 100% | 100% | 98% | 96% | 92% | 90 | 100% | 101% | 99% | 98% | 95% |  | 90 | 100% | 101% | 101% | 100% | 98% | 90 | 100% | 102% | 102% | 102% | 100% | 90 | 100% | 101% | 101% | 101% | 99% | 90 | 100% | 101% | 101% | 99% | 96% | 90 | 100% | 100% | 99% | 97% | 94% | 90 | 100% | 100% | 98% | 95% | 92% | 90 | 100% | 100% | 99% | 96% | 92% | 90 | 100% | 100% | 98% | 95% | 91%
200 | 88% | 82% | 75% | 66% | 57% | 49% | 41% | 34% | 30% | 27%
210 | 88% | 83% | 76% | 68% | 59% | 51% | 44% | 38% | 34% | 30%
220 | 88% | 84% | 77% | 70% | 63% | 55% | 49% | 43% | 38% | 34%
230 | 88% | 84% | 79% | 73% | 66% | 60% | 53% | 48% | 43% | 38%
240 | 88% | 85% | 81% | 75% | 70% | 64% | 58% | 53% | 48% | 43%
250 | 88% | 86% | 83% | 79% | 74% | 69% | 63% | 58% | 52% | 47%
260 | 88% | 88% | 85% | 82% | 78% | 73% | 68% | 63% | 56% | 50%
270 | 88% | 88% | 87% | 85% | 81% | 77% | 72% | 67% | 60% | 54%
280 | 88% | 89% | 89% | 88% | 85% | 81% | 76% | 70% | 64% | 57%
290 | 88% | 91% | 91% | 90% | 88% | 84% | 79% | 74% | 67% | 59%
300 | 88% | 92% | 93% | 93% | 91% | 87% | 82% | 76% | 69% | 61%
310 | 88% | 92% | 94% | 95% | 93% | 90% | 85% | 78% | 70% | 62%
320 | 88% | 93% | 96% | 97% | 95% | 92% | 87% | 80% | 71% | 62%
330 | 88% | 94% | 97% | 98% | 97% | 94% | 88% | 81% | 72% | 62%
340 | 88% | 94% | 98% | 99% | 98% | 94% | 89% | 81% | 72% | 62%
350 | 88% | 94% | 98% | 100% | 99% | 95% | 89% | 81% | 72% | 61%
CAIRNS
7.10 CAIRNS | [10 empty] | CAIRNS - Janurary | [6 empty] | CAIRNS - February | [6 empty] | CAIRNS - March | [5 empty] | CAIRNS - April | [6 empty] | CAIRNS - May | [5 empty] | CAIRNS - June | [5 empty] | CAIRNS - July | [5 empty] | CAIRNS - August | [5 empty] | CAIRNS - September | [5 empty] | CAIRNS - October | [5 empty] | CAIRNS - November | [5 empty] | CAIRNS - December
Plane Azimuth (degrees) | Plane Inclination (degrees) | [9 empty] | Plane Azimuth (degrees) | Plane Inclination (degrees) | [5 empty] | Plane Azimuth (degrees) | Plane Inclination (degrees) | [5 empty] | Plane Azimuth (degrees) | Plane Inclination (degrees) |  |  |  |  | Plane Azimuth (degrees) | Plane Inclination (degrees) | [5 empty] | Plane Azimuth (degrees) | Plane Inclination (degrees) |  |  |  |  | Plane Azimuth (degrees) | Plane Inclination (degrees) |  |  |  |  | Plane Azimuth (degrees) | Plane Inclination (degrees) |  |  |  |  | Plane Azimuth (degrees) | Plane Inclination (degrees) |  |  |  |  | Plane Azimuth (degrees) | Plane Inclination (degrees) |  |  |  |  | Plane Azimuth (degrees) | Plane Inclination (degrees) |  |  |  |  | Plane Azimuth (degrees) | Plane Inclination (degrees) |  |  |  |  | Plane Azimuth (degrees) | Plane Inclination (degrees)
| 0 | 10 | 20 | 30 | 40 | 50 | 60 | 70 | 80 | 90 |  | 0 | 10 | 20 | 30 | 40 |  |  | 0 | 10 | 20 | 30 | 40 |  |  | 0 | 10 | 20 | 30 | 40 |  | 0 | 10 | 20 | 30 | 40 |  |  | 0 | 10 | 20 | 30 | 40 |  | 0 | 10 | 20 | 30 | 40 |  | 0 | 10 | 20 | 30 | 40 |  | 0 | 10 | 20 | 30 | 40 |  | 0 | 10 | 20 | 30 | 40 |  | 0 | 10 | 20 | 30 | 40 |  | 0 | 10 | 20 | 30 | 40 |  | 0 | 10 | 20 | 30 | 40
0 | 95% | 99% | 100% | 99% | 96% | 90% | 82% | 73% | 62% | 52% | 270 | 100% | 100% | 98% | 95% | 90% |  | 270 | 100% | 100% | 98% | 95% | 91% |  | 270 | 100% | 100% | 99% | 97% | 93% | 270 | 100% | 101% | 101% | 98% | 95% |  | 270 | 100% | 101% | 100% | 98% | 94% | 270 | 100% | 101% | 100% | 98% | 96% | 270 | 100% | 101% | 100% | 98% | 95% | 270 | 100% | 101% | 100% | 98% | 94% | 270 | 100% | 100% | 100% | 97% | 93% | 270 | 100% | 101% | 100% | 97% | 93% | 270 | 100% | 101% | 99% | 96% | 92% | 270 | 100% | 100% | 99% | 96% | 91%
10 | 95% | 99% | 100% | 99% | 95% | 90% | 82% | 73% | 62% | 52% | 280 | 100% | 100% | 97% | 94% | 89% |  | 280 | 100% | 100% | 98% | 95% | 91% |  | 280 | 100% | 101% | 100% | 98% | 94% | 280 | 100% | 102% | 103% | 102% | 98% |  | 280 | 100% | 103% | 104% | 103% | 101% | 280 | 100% | 103% | 104% | 104% | 103% | 280 | 100% | 103% | 104% | 104% | 102% | 280 | 100% | 102% | 103% | 102% | 99% | 280 | 100% | 101% | 101% | 100% | 96% | 280 | 100% | 101% | 100% | 97% | 94% | 280 | 100% | 100% | 99% | 96% | 91% | 280 | 100% | 100% | 98% | 94% | 89%
20 | 95% | 98% | 100% | 98% | 95% | 90% | 82% | 73% | 63% | 53% | 290 | 100% | 99% | 97% | 93% | 87% |  | 290 | 100% | 100% | 98% | 95% | 90% |  | 290 | 100% | 101% | 101% | 100% | 96% | 290 | 100% | 103% | 105% | 104% | 103% |  | 290 | 100% | 104% | 107% | 108% | 107% | 290 | 100% | 106% | 109% | 110% | 109% | 290 | 100% | 105% | 108% | 110% | 109% | 290 | 100% | 104% | 106% | 106% | 104% | 290 | 100% | 102% | 103% | 101% | 99% | 290 | 100% | 101% | 100% | 98% | 94% | 290 | 100% | 100% | 98% | 94% | 90% | 290 | 100% | 99% | 96% | 92% | 87%
30 | 95% | 98% | 99% | 98% | 94% | 89% | 82% | 73% | 64% | 54% | 300 | 100% | 99% | 96% | 91% | 86% |  | 300 | 100% | 100% | 98% | 94% | 90% |  | 300 | 100% | 102% | 102% | 100% | 97% | 300 | 100% | 104% | 107% | 107% | 105% |  | 300 | 100% | 107% | 111% | 112% | 112% | 300 | 100% | 108% | 113% | 115% | 116% | 300 | 100% | 108% | 112% | 115% | 115% | 300 | 100% | 106% | 109% | 110% | 109% | 300 | 100% | 103% | 104% | 103% | 101% | 300 | 100% | 101% | 100% | 98% | 94% | 300 | 100% | 100% | 97% | 93% | 88% | 300 | 100% | 98% | 95% | 90% | 85%
40 | 95% | 98% | 99% | 97% | 94% | 88% | 81% | 73% | 64% | 55% | 310 | 100% | 98% | 95% | 90% | 83% |  | 310 | 100% | 100% | 98% | 94% | 89% |  | 310 | 100% | 102% | 103% | 101% | 98% | 310 | 100% | 105% | 109% | 110% | 108% |  | 310 | 100% | 108% | 114% | 117% | 117% | 310 | 100% | 109% | 116% | 120% | 121% | 310 | 100% | 109% | 116% | 120% | 120% | 310 | 100% | 107% | 111% | 113% | 113% | 310 | 100% | 104% | 106% | 105% | 103% | 310 | 100% | 101% | 100% | 98% | 93% | 310 | 100% | 99% | 96% | 92% | 86% | 310 | 100% | 98% | 94% | 89% | 82%
50 | 95% | 97% | 98% | 96% | 93% | 87% | 80% | 73% | 64% | 56% | 320 | 100% | 98% | 94% | 89% | 82% |  | 320 | 100% | 100% | 98% | 93% | 88% |  | 320 | 100% | 103% | 104% | 102% | 99% | 320 | 100% | 106% | 110% | 112% | 111% |  | 320 | 100% | 110% | 116% | 121% | 122% | 320 | 100% | 111% | 119% | 125% | 127% | 320 | 100% | 110% | 119% | 124% | 126% | 320 | 100% | 108% | 114% | 116% | 116% | 320 | 100% | 105% | 107% | 106% | 104% | 320 | 100% | 102% | 100% | 98% | 92% | 320 | 100% | 99% | 96% | 91% | 84% | 320 | 100% | 98% | 93% | 87% | 80%
60 | 95% | 97% | 97% | 95% | 91% | 86% | 79% | 72% | 64% | 56% | 330 | 100% | 98% | 93% | 87% | 80% |  | 330 | 100% | 100% | 98% | 93% | 87% |  | 330 | 100% | 103% | 104% | 103% | 99% | 330 | 100% | 107% | 111% | 113% | 112% |  | 330 | 100% | 111% | 119% | 124% | 126% | 330 | 100% | 113% | 122% | 128% | 132% | 330 | 100% | 112% | 121% | 127% | 130% | 330 | 100% | 109% | 115% | 119% | 119% | 330 | 100% | 105% | 108% | 108% | 105% | 330 | 100% | 101% | 100% | 97% | 92% | 330 | 100% | 99% | 95% | 90% | 82% | 330 | 100% | 97% | 92% | 85% | 77%
70 | 95% | 96% | 96% | 94% | 90% | 84% | 78% | 71% | 63% | 55% | 340 | 100% | 98% | 93% | 87% | 78% |  | 340 | 100% | 100% | 97% | 93% | 87% |  | 340 | 100% | 103% | 104% | 103% | 100% | 340 | 100% | 108% | 112% | 115% | 114% |  | 340 | 100% | 112% | 120% | 126% | 129% | 340 | 100% | 113% | 124% | 131% | 135% | 340 | 100% | 113% | 123% | 130% | 134% | 340 | 100% | 110% | 117% | 121% | 121% | 340 | 100% | 106% | 108% | 108% | 106% | 340 | 100% | 101% | 100% | 97% | 91% | 340 | 100% | 98% | 95% | 89% | 81% | 340 | 100% | 97% | 91% | 84% | 75%
80 | 95% | 96% | 95% | 92% | 88% | 82% | 76% | 69% | 62% | 54% | 350 | 100% | 97% | 93% | 86% | 77% |  | 350 | 100% | 100% | 97% | 92% | 86% |  | 350 | 100% | 104% | 105% | 103% | 100% | 350 | 100% | 108% | 113% | 115% | 115% |  | 350 | 100% | 112% | 121% | 128% | 131% | 350 | 100% | 114% | 125% | 133% | 138% | 350 | 100% | 113% | 124% | 131% | 135% | 350 | 100% | 110% | 117% | 122% | 123% | 350 | 100% | 106% | 109% | 109% | 106% | 350 | 100% | 101% | 100% | 96% | 90% | 350 | 100% | 98% | 94% | 88% | 80% | 350 | 100% | 96% | 91% | 83% | 74%
90 | 95% | 95% | 94% | 90% | 85% | 80% | 74% | 67% | 60% | 53% | 0 | 100% | 97% | 93% | 86% | 77% |  | 0 | 100% | 100% | 98% | 93% | 86% |  | 0 | 100% | 104% | 105% | 103% | 100% | 0 | 100% | 108% | 113% | 116% | 115% |  | 0 | 100% | 112% | 122% | 128% | 131% | 0 | 100% | 114% | 125% | 133% | 138% | 0 | 100% | 113% | 124% | 132% | 137% | 0 | 100% | 110% | 118% | 122% | 123% | 0 | 100% | 106% | 109% | 109% | 106% | 0 | 100% | 101% | 100% | 96% | 90% | 0 | 100% | 98% | 94% | 88% | 79% | 0 | 100% | 96% | 91% | 83% | 74%
100 | 95% | 95% | 92% | 89% | 83% | 78% | 71% | 64% | 58% | 51% | 10 | 100% | 98% | 93% | 87% | 78% |  | 10 | 100% | 100% | 98% | 93% | 87% |  | 10 | 100% | 104% | 105% | 103% | 100% | 10 | 100% | 108% | 113% | 115% | 115% |  | 10 | 100% | 112% | 121% | 128% | 131% | 10 | 100% | 114% | 125% | 133% | 138% | 10 | 100% | 113% | 124% | 131% | 135% | 10 | 100% | 110% | 117% | 122% | 123% | 10 | 100% | 106% | 109% | 109% | 106% | 10 | 100% | 101% | 100% | 96% | 90% | 10 | 100% | 98% | 94% | 88% | 79% | 10 | 100% | 96% | 91% | 83% | 74%
110 | 95% | 94% | 91% | 87% | 81% | 75% | 68% | 61% | 54% | 48% | 20 | 100% | 98% | 93% | 87% | 79% |  | 20 | 100% | 100% | 98% | 94% | 88% |  | 20 | 100% | 103% | 104% | 103% | 100% | 20 | 100% | 108% | 112% | 114% | 113% |  | 20 | 100% | 112% | 120% | 126% | 129% | 20 | 100% | 113% | 124% | 131% | 135% | 20 | 100% | 113% | 123% | 130% | 133% | 20 | 100% | 110% | 116% | 120% | 121% | 20 | 100% | 105% | 108% | 108% | 105% | 20 | 100% | 101% | 100% | 96% | 90% | 20 | 100% | 98% | 94% | 88% | 80% | 20 | 100% | 97% | 91% | 84% | 76%
120 | 95% | 94% | 90% | 85% | 79% | 72% | 65% | 58% | 51% | 45% | 30 | 100% | 98% | 94% | 88% | 81% |  | 30 | 100% | 100% | 98% | 94% | 89% |  | 30 | 100% | 103% | 104% | 103% | 99% | 30 | 100% | 106% | 111% | 112% | 111% |  | 30 | 100% | 111% | 119% | 124% | 125% | 30 | 100% | 112% | 121% | 128% | 131% | 30 | 100% | 112% | 121% | 127% | 130% | 30 | 100% | 109% | 115% | 118% | 119% | 30 | 100% | 105% | 107% | 107% | 104% | 30 | 100% | 101% | 99% | 96% | 90% | 30 | 100% | 98% | 95% | 89% | 82% | 30 | 100% | 97% | 92% | 85% | 78%
130 | 95% | 93% | 89% | 83% | 76% | 69% | 62% | 54% | 48% | 41% | 40 | 100% | 99% | 95% | 90% | 83% |  | 40 | 100% | 100% | 99% | 95% | 90% |  | 40 | 100% | 103% | 104% | 102% | 99% | 40 | 100% | 106% | 109% | 110% | 109% |  | 40 | 100% | 110% | 116% | 120% | 121% | 40 | 100% | 111% | 119% | 124% | 126% | 40 | 100% | 110% | 118% | 123% | 124% | 40 | 100% | 108% | 113% | 116% | 115% | 40 | 100% | 104% | 106% | 105% | 103% | 40 | 100% | 101% | 99% | 96% | 90% | 40 | 100% | 99% | 95% | 90% | 83% | 40 | 100% | 98% | 93% | 87% | 80%
140 | 95% | 93% | 88% | 82% | 74% | 66% | 58% | 50% | 44% | 38% | 50 | 100% | 99% | 96% | 91% | 86% |  | 50 | 100% | 100% | 99% | 96% | 91% |  | 50 | 100% | 102% | 103% | 101% | 98% | 50 | 100% | 105% | 108% | 108% | 106% |  | 50 | 100% | 108% | 113% | 116% | 117% | 50 | 100% | 109% | 116% | 119% | 121% | 50 | 100% | 109% | 115% | 119% | 120% | 50 | 100% | 107% | 111% | 112% | 112% | 50 | 100% | 103% | 105% | 104% | 101% | 50 | 100% | 100% | 99% | 96% | 90% | 50 | 100% | 99% | 96% | 91% | 85% | 50 | 100% | 98% | 94% | 89% | 82%
150 | 95% | 92% | 87% | 80% | 72% | 63% | 55% | 47% | 40% | 35% | 60 | 100% | 100% | 97% | 93% | 87% |  | 60 | 100% | 100% | 100% | 97% | 92% |  | 60 | 100% | 102% | 102% | 100% | 97% | 60 | 100% | 104% | 105% | 105% | 103% |  | 60 | 100% | 106% | 110% | 112% | 111% | 60 | 100% | 108% | 112% | 115% | 115% | 60 | 100% | 107% | 111% | 114% | 113% | 60 | 100% | 105% | 108% | 109% | 108% | 60 | 100% | 103% | 103% | 102% | 99% | 60 | 100% | 100% | 98% | 95% | 90% | 60 | 100% | 99% | 96% | 92% | 87% | 60 | 100% | 98% | 95% | 91% | 85%
160 | 95% | 92% | 87% | 79% | 71% | 61% | 52% | 45% | 38% | 33% | 70 | 100% | 100% | 98% | 94% | 90% |  | 70 | 100% | 100% | 100% | 97% | 93% |  | 70 | 100% | 101% | 101% | 100% | 96% | 70 | 100% | 103% | 103% | 103% | 100% |  | 70 | 100% | 104% | 107% | 107% | 106% | 70 | 100% | 105% | 108% | 109% | 108% | 70 | 100% | 105% | 108% | 109% | 107% | 70 | 100% | 104% | 105% | 105% | 103% | 70 | 100% | 102% | 102% | 100% | 97% | 70 | 100% | 100% | 98% | 95% | 90% | 70 | 100% | 100% | 97% | 93% | 88% | 70 | 100% | 99% | 96% | 92% | 87%
170 | 95% | 92% | 87% | 79% | 70% | 60% | 51% | 44% | 37% | 31% | 80 | 100% | 100% | 99% | 96% | 91% |  | 80 | 100% | 101% | 100% | 98% | 93% |  | 80 | 100% | 101% | 100% | 99% | 95% | 80 | 100% | 102% | 101% | 99% | 97% |  | 80 | 100% | 102% | 103% | 102% | 100% | 80 | 100% | 103% | 104% | 103% | 102% | 80 | 100% | 103% | 103% | 103% | 101% | 80 | 100% | 102% | 102% | 101% | 98% | 80 | 100% | 101% | 100% | 98% | 94% | 80 | 100% | 100% | 98% | 94% | 90% | 80 | 100% | 100% | 98% | 94% | 89% | 80 | 100% | 100% | 98% | 94% | 89%
180 | 95% | 92% | 86% | 79% | 69% | 60% | 51% | 43% | 36% | 31% | 90 | 100% | 101% | 100% | 97% | 93% |  | 90 | 100% | 101% | 100% | 98% | 94% |  | 90 | 100% | 100% | 99% | 97% | 93% | 90 | 100% | 101% | 99% | 96% | 92% |  | 90 | 100% | 101% | 99% | 97% | 94% | 90 | 100% | 101% | 100% | 97% | 94% | 90 | 100% | 101% | 99% | 97% | 94% | 90 | 100% | 100% | 99% | 96% | 93% | 90 | 100% | 100% | 98% | 95% | 91% | 90 | 100% | 100% | 98% | 94% | 90% | 90 | 100% | 100% | 98% | 95% | 91% | 90 | 100% | 100% | 99% | 96% | 91%
190 | 95% | 92% | 87% | 79% | 70% | 60% | 51% | 44% | 37% | 31%
200 | 95% | 92% | 87% | 80% | 71% | 62% | 53% | 45% | 38% | 33%
210 | 95% | 92% | 88% | 81% | 73% | 64% | 55% | 48% | 41% | 36%
220 | 95% | 93% | 88% | 82% | 75% | 67% | 59% | 51% | 45% | 39%
230 | 95% | 93% | 89% | 83% | 77% | 69% | 62% | 55% | 48% | 42%
240 | 95% | 94% | 90% | 85% | 79% | 73% | 65% | 59% | 52% | 46%
250 | 95% | 94% | 91% | 87% | 81% | 75% | 69% | 62% | 55% | 49%
260 | 95% | 95% | 93% | 89% | 84% | 78% | 72% | 65% | 58% | 51%
270 | 95% | 95% | 94% | 91% | 86% | 80% | 74% | 67% | 61% | 53%
280 | 95% | 96% | 95% | 92% | 88% | 83% | 76% | 69% | 62% | 55%
290 | 95% | 97% | 96% | 94% | 90% | 84% | 78% | 71% | 63% | 55%
300 | 95% | 97% | 97% | 95% | 91% | 86% | 79% | 72% | 64% | 56%
310 | 95% | 98% | 98% | 96% | 93% | 87% | 80% | 73% | 64% | 55%
320 | 95% | 98% | 99% | 97% | 94% | 88% | 81% | 73% | 64% | 55%
330 | 95% | 98% | 99% | 98% | 94% | 89% | 81% | 73% | 63% | 54%
340 | 95% | 98% | 100% | 98% | 95% | 90% | 82% | 73% | 63% | 53%
350 | 95% | 99% | 100% | 99% | 95% | 90% | 82% | 73% | 62% | 52%

## Loads
[10 empty] | Address: |  | 2024-03-28
|  |  | Loads & Equipment | [8 empty] | Lindeman island
|  |  | EC114 C01-02 |  | Rev A |  |  |  |  | Job# | EC114 | (See disclaimer)
C.Myatt
| ecoCool Pty Ltd | [9 empty] | Battery Effic. | 0.95
[11 empty] | Inverter Effic. | 0.96
| Time | Load profile | Fridge/Fr | AirCon | HWS | TV | Cooking | Lighting | Appli-ances | System & Comp | Total | Total Effic. |  | Peak Load Calculations | [5 empty] | Daytime Peak:
|  | % of total | kWh | kWh | kWh | kWh | kWh | kWh | kWh | kWh | kWh | 0.93898 | 0.028108 | Ave.Load | Nom.Load | Load+30% | Load+50% | Load.Peak | Load.Peak | 1.5 | factor
Night | Total | 100% | 2.88 | 19.05 | 3 | 0.52 | 1.65 | 0.02 | 1.2 | 1.44 | 29.76 | 31.7 |  | W | W | W | W | W | W
| 12am | 1% | 0.12 | 0.85 | 0 | 0 | 0 | 0 | 0 | 0.06 | 1.03 | KWh/day Summer |  | 1.03 | 12 | 15.6 | 18 | 27 | 27 | 1.545 | 12am
| 1am | 1% | 0.12 | 0.85 | 0 | 0 | 0 | 0 | 0 | 0.06 | 1.03 | 15.5075 |  | 1.03 | 12 | 15.6 | 18 | 27 | 27 | 1.545 | 1am
| 2am | 1% | 0.12 | 0.4 | 0 | 0 | 0 | 0 | 0 | 0.06 | 0.58 | KWh/day Winter |  | 0.58 | 12 | 15.6 | 18 | 27 | 27 | 0.87 | 2am
| 3am | 1% | 0.12 | 0.4 | 0 | 0 | 0 | 0 | 0 | 0.06 | 0.58 | 15% |  | 0.58 | 12 | 15.6 | 18 | 27 | 27 | 0.87 | 3am
| 4am | 1% | 0.12 | 0.4 | 0 | 0 | 0 | 0 | 0 | 0.06 | 0.58 | A/C WinterFraction |  | 0.58 | 12 | 15.6 | 18 | 27 | 27 | 0.87 | 4am
| 5am | 1% | 0.12 | 0.85 | 0 | 0 | 0 | 0 | 0 | 0.06 | 1.03 | KWh Daytime use |  | 1.03 | 12 | 15.6 | 18 | 27 | 27 | 1.545 | 5am | AC PV: | 3
Day | 6am | 10% | 0.12 | 0.85 | 0 | 0 | 0 | 0 | 0 | 0.06 | 1.03 | 17.8171 |  | 1.03 | 12 | 15.6 | 18 | 27 | 27 | 1.545 | 6am | Fraction: | 0.65
| 7am | 10% | 0.12 | 0.85 | 0 | 0 | 0 | 0 | 0.1 | 0.06 | 1.13 | 56.22% |  | 1.13 | 12 | 15.6 | 18 | 27 | 27 | 1.695 | 7am
| 8am | 3% | 0.12 | 0.85 | 0 | 0 | 0.1 | 0 | 0.1 | 0.06 | 1.23 |  |  | 1.23 | 13 | 15.6 | 18 | 27 | 27 | 1.845 | 8am
| 9am | 1% | 0.12 | 0.85 | 0 | 0 | 0 | 0 | 0.1 | 0.06 | 1.13 |  |  | 1.13 | 14 | 15.6 | 18 | 27 | 27 | 1.695 | 9am
| 10am | 1% | 0.12 | 0.85 | 0 | 0 | 0 | 0 | 0.2 | 0.06 | 1.23 |  |  | 1.23 | 14 | 15.6 | 18 | 27 | 27 | 1.845 | 10am
| 11am | 8% | 0.12 | 0.85 | 1 | 0 | 0 | 0 | 0 | 0.06 | 2.03 |  |  | 2.03 | 14 | 15.6 | 18 | 27 | 27 | 3.045 | 11am
| 12pm | 8% | 0.12 | 0.85 | 0.7 | 0 | 0.15 | 0 | 0 | 0.06 | 1.88 |  |  | 1.88 | 14 | 15.6 | 18 | 27 | 27 | 2.82 | 12pm
| 1pm | 1% | 0.12 | 0.85 | 0.5 | 0 | 0 | 0 | 0.5 | 0.06 | 2.03 |  |  | 2.03 | 14 | 15.6 | 18 | 27 | 27 | 3.045 | 1pm
| 2pm | 1% | 0.12 | 0.85 | 0.5 | 0 | 0 | 0 | 0 | 0.06 | 1.53 |  |  | 1.53 | 14 | 15.6 | 18 | 27 | 27 | 2.295 | 2pm
| 3pm | 1% | 0.12 | 0.85 | 0.15 | 0 | 0 | 0 | 0 | 0.06 | 1.18 |  |  | 1.18 | 14 | 15.6 | 18 | 27 | 27 | 1.77 | 3pm
| 4pm | 1% | 0.12 | 0.85 | 0.15 | 0 | 0 | 0 | 0.05 | 0.06 | 1.23 |  |  | 1.23 | 13 | 15.6 | 18 | 27 | 27 | 1.845 | 4pm
| 5pm | 7% | 0.12 | 0.85 | 0 |  | 0 | 0.02 | 0.05 | 0.06 | 1.1 | KWh Night use |  | 1.1 | 12 | 15.6 | 18 | 27 | 27 | 1.65 | 5pm
Night | 6pm | 12% | 0.12 | 0.85 | 0 | 0.13 | 1 | 0 | 0 | 0.06 | 2.16 | 13.8767 |  | 2.16 | 12 | 15.6 | 18 | 27 | 27 | 3.24 | 6pm
| 7pm | 12% | 0.12 | 0.85 | 0 | 0.13 | 0.2 | 0 | 0.05 | 0.06 | 1.41 | 43.78% |  | 1.41 | 12 | 15.6 | 18 | 27 | 27 | 2.115 | 7pm
| 8pm | 9% | 0.12 | 0.85 | 0 | 0.13 | 0.2 | 0 | 0.05 | 0.06 | 1.41 |  |  | 1.41 | 12 | 15.6 | 18 | 27 | 27 | 2.115 | 8pm
| 9pm | 5% | 0.12 | 0.85 | 0 | 0.13 | 0 | 0 | 0 | 0.06 | 1.16 |  |  | 1.16 | 12 | 15.6 | 18 | 27 | 27 | 1.74 | 9pm
| 10pm | 3% | 0.12 | 0.85 | 0 | 0 | 0 | 0 | 0 | 0.06 | 1.03 |  |  | 1.03 | 12 | 15.6 | 18 | 27 | 27 | 1.545 | 10pm
| 11pm | 1% | 0.12 | 0.85 | 0 | 0 | 0 | 0 | 0 | 0.06 | 1.03 |  |  | 1.03 | 12 | 15.6 | 18 | 27 | 27 | 1.545 | 11pm
|  | 100% | 2.88 | 19.05 | 3 | 0.52 | 1.65 | 0.02 | 1.2 | 1.44 | 29.76 |  |  | 1.03 | 12 | 15.6 | 18 | 27 | 27 | 1.545 | 12pm
Notes:
HW Heatpump & 1 x Fridges, computer, router, LED lights, power. 1 Phase. Induction Cooking, Added also: 2 x Air conditioners, 10KW Generator See below
Equipment Ratings
[8 empty] | % | W
|  |  | KWh/hr | KWh/d | KWh/yr | W | A | DutyCyc. | Start.Pk | Startup.X | Comment
| TV-LED |  | 0.023 | 0.552 |  | 92 |  | 6
| Fridge500L |  | 0.057078 | 1.3699 | 500 | 199.2 | 0.83 | 14.54% | 1195.2 | 6
| Freezer280L |  | 0.040183 | 0.96438 | 352 | 180 | 0.75 | 18.66% | 1080 | 6 | eg Westinghouse 280L
| Washing Machine |  | 0.0045833 | 0.11 |  | 220 |  | 0.5 | 1540 | 7 | Very small consum., 1.5KW Surge
| Phone charger x 2 |  | 0.0025 | 0.06 |  | 5 |  | 12
| Lights, LED |  | 0.02375 | 0.57 |  | 95 |  | 6 | 450 |  | 450W all lights on
| Computer |  | 0.25
| Router |  | 0.04
| System Self power |  | 0.09 | [7 empty] | 30W approx/constant
| Air Con x 5 units |  | 1.71 | 41.04 |  | 5330
| Kitchen appliance |  | 0.0083333 | 0.2 |  | 1000 |  | 0.2 |  |  | eg. Microwave
| Air Con Winter |  |  | 30-40%
| Ceiling Fans |  | 0.04 |  |  | 40
| Pool Pump |  |  |  |  | 1100 |  |  |  |  | 1HP, 1.5HP = 1.65KW
Surge Calculations
Total Peak Available:
| Surge Power (3x MultiplusII 5KVA Inv/Chg): |  |  |  |  | AC.Coupled KW: | 5 | KW | 12 | KW,night | Victron only
| Max Load: | 2.16 | KW | OK |  | Peak Output: | 2.4 | KW | 14.4 | KW, day | Fronius+Victron
| Nom. Pwr: | 12 | KW | Nom.@25C* |  | Ave. Output: | 1.2256 | KW | 19.52 | KW Peak, Generator operating
| 130% over: | 15.6 | KW | 30 mins. |  | Summ. Ave output: | 1.621 | KW | 1.7067 | KW Gen, per phase, 80% output
| 150% over: | 18 | KW | 5 sec. |  |  |  |  | 7.4203 | A/phase Gen
| Peak: | 27 | KW | 0.5 sec. |  |  |  |  | 14.6087 | A, Charging Victron MPII 5KVA, @70A
[9 empty] | 3360 | W, Chrg | Pwrassist: | 1.3556
[16 empty] | Pump |  |  | Generator
|  | Air-Con. | Size KWR | Load Kwe | Duty % | 45% |  | Hot Water Calculations | [6 empty] | Pump W | 1100 |  | KVA rating: | 8 | KVA
|  | 1 | 7 | 2.3333 | 1.05 | KW |  |  |  | 2 | Persons |  |  |  | Startup.Peak X | 6.7 |  | Power Factor: | 0.8
|  | 2 | 3 | 1 | 0.45 | KW |  |  |  | 35 | L/Person/Day |  |  |  | W Peak | 7370 |  | Pwr Output 3ph: | 6.4 | KW
|  | 3 | 3 | 1 | 0.45 | KW |  |  | Heat Capacity Water | 4184 | J/kg.K | [6 empty] | Pwr Output 80%: | 5.12 | KW
|  | 4 |  | 0 | 0 | KW |  |  | Upper temp | 60 | deg C | [6 empty] | Pwr Output/ph: | 1.7067 | KW
|  | 5 |  | 0 | 0 | KW |  |  | Lower temp | 24 | deg C
|  | Cop= | 3 | 4.3333 | 1.95 | KW |  |  | Delta T | 36 | deg C
[9 empty] | Thermal Storage used | 75 | litres
|  | CoolRoom Calculations | [6 empty] | Energy to heat water: | 3.138 | KWRh Heating
|  |  | Size | 2.3 | KWR |  |  |  | COP: | 3
|  |  | Load | 0.76667 | KW |  |  |  | @COP of 3: | 1.046 | KWh of Electrical power (Heat Pump type) | [6 empty] | 2.3 | KWR | (Small Size Coolroom, 3.5x2.5x2.5m)
|  |  | Duty cycle.summer | 80% | 0.61333 | KW/hr | Summer |  | with Parasitic losses | 1.0774 | KWh of Electrical power |  |  |  | 7 min shower
|  |  | Duty cycle.winter | 40% | 0.30667 | KW/hr | Winter |  | 230Vac bosting required: | 15% |  |  |  |  | 50L water per shower
|  |  | Startup Current | 7 | 5.3667 | KW |  |  | With Solar Thermal Booster: | 0.16161 | KWh of Electrical power |  |  |  | 75% Hot Water vs Cold Water
=38 Litres HW per shower
| Temperature | [13 empty] | Less water use, off-grid = 35L
|  |  | BOM mean Max Mins, for: |  |  | Cannonvale, QLD
Ave | Jan | Feb | Mar | Apr | May | Jun | Jul | Aug | Sep | Oct | Nov | Dec
Max T. C | 29.9 | 29.7 | 28.9 | 27 | 24.3 | 22.3 | 21.5 | 22.9 | 25.3 | 27.4 | 28.7 | 29.9 |  | 25 | Spring.Ave-Max
Min T. C | 24.9 | 24.8 | 24.4 | 22.8 | 20.6 | 18.9 | 18 | 18.5 | 20.2 | 22.1 | 23.4 | 24.6 |  | 18 | Winter.Min
|  | Brisbane Airport | BOM mean Max Mins, 2022 year, annual mean
Brisbane.max | 29.1 | 29 | 28.1 | 26 | 23.6 | 21.3 | 20.9 | 22 | 24.2 | 25.5 | 26.9 | 28.2 |  | 24 | Spring.Ave-Max
Brisbane.min | 21.4 | 21.2 | 19.8 | 16.5 | 13 | 10.8 | 9.3 | 9.8 | 12.9 | 15.9 | 18.3 | 20.2 |  | 10 | Winter.Min
|  | Canberra Airport | BOM mean Max Mins, 2022 year, annual mean
Canberra.max | 30.2 | 27.9 | 25 | 20.8 | 16.4 | 13.3 | 12.7 | 14.1 | 17.9 | 21.2 | 24.7 | 27.2 |  | 18 | Spring.Ave-Max
Canberra.min | 14.2 | 13.4 | 11.2 | 6.9 | 2.4 | 1.1 | 0.1 | 1 | 3.2 | 6.3 | 9.7 | 11.9 |  | 1 | Winter.Min
|  | Darwin Airport | BOM mean Max Mins, 2022 year, annual mean
Darwin.max | 31.8 | 31.5 | 32 | 32.8 | 32.1 | 30.7 | 30.7 | 31.5 | 32.7 | 33.3 | 33.4 | 32.7 |  | 33 | Spring.Ave-Max
Darwin.min | 24.9 | 24.8 | 24.6 | 24.1 | 22.2 | 20 | 19.3 | 20.3 | 23 | 24.9 | 25.3 | 25.3 |  | 20 | Winter.Min
|  | Hobart Airport | BOM mean Max Mins, 2022 year, annual mean
Hobart.max | 22.7 | 22.3 | 20.9 | 18.2 | 15.3 | 13 | 12.6 | 13.5 | 15.5 | 17.4 | 19.1 | 20.8 |  | 16 | Spring.Ave-Max
Hobart.min | 12.2 | 12.1 | 10.9 | 8.8 | 6.7 | 4.7 | 4.2 | 4.8 | 6.1 | 7.6 | 9.3 | 10.9 |  | 5 | Winter.Min
|  | Sydney Airport | BOM mean Max Mins, 2022 year, annual mean
Sydney.max | 26.7 | 26.5 | 25.4 | 23 | 20.2 | 17.7 | 17.2 | 18.5 | 20.7 | 22.7 | 24.2 | 25.9 |  | 21 | Spring.Ave-Max
Sydney.min | 19 | 19.2 | 17.7 | 14.4 | 11.1 | 8.8 | 7.4 | 8.3 | 10.6 | 13.4 | 15.5 | 17.6 |  | 8 | Winter.Min
|  | Melbourne Airport | BOM mean Max Mins, 2022 year, annual mean
Melbourne.max | 26.7 | 25.9 | 24.1 | 20.2 | 16.4 | 13.8 | 13.2 | 14.4 | 16.9 | 19.5 | 21.9 | 24.6 |  | 17 | Spring.Ave-Max
Melbourne.min | 13.8 | 14.1 | 12.7 | 10.1 | 7.9 | 6.1 | 5.4 | 5.8 | 6.9 | 8.4 | 10.2 | 12 |  | 6 | Winter.Min
|  | Adelaide Airport | BOM mean Max Mins, 2022 year, annual mean
Adelaide.max | 28.2 | 28 | 25.5 | 22.3 | 18.6 | 15.9 | 15 | 16 | 18.3 | 21.2 | 24 | 25.9 |  | 18 | Spring.Ave-Max
Adelaide.min | 16.2 | 16.2 | 14.6 | 11.9 | 9.7 | 7.7 | 7.1 | 7.6 | 9 | 10.8 | 12.9 | 14.7 |  | 8 | Winter.Min
|  | Alice Springs Airport | BOM mean Max Mins, 2022 year, annual mean
Alice Springs.max | 36.4 | 35.2 | 32.9 | 28.4 | 23.1 | 19.9 | 19.9 | 22.8 | 27.4 | 31.2 | 33.7 | 35.5 |  | 27 | Spring.Ave-Max
Alice Springs.min | 21.6 | 20.7 | 17.6 | 12.6 | 8.1 | 4.9 | 3.9 | 5.9 | 10.3 | 14.8 | 17.9 | 20.3 |  | 4 | Winter.Min
|  | Perth Airport | BOM mean Max Mins, 2022 year, annual mean
Perth.max | 31.8 | 32 | 29.8 | 25.7 | 21.8 | 19 | 18 | 18.6 | 20.3 | 22.8 | 26.1 | 29.2 |  | 20 | Spring.Ave-Max
Perth.min | 17.1 | 17.6 | 16 | 13 | 10.4 | 9 | 8.1 | 8.1 | 8.9 | 10.3 | 12.8 | 15 |  | 9 | Winter.Min
|  | Cairns Airport | BOM mean Max Mins, 2022 year, annual mean
Cairns.max | 31.5 | 31.3 | 30.6 | 29.4 | 27.7 | 26.1 | 25.8 | 26.7 | 28.2 | 29.6 | 30.8 | 31.5 |  | 28 | Spring.Ave-Max
Cairns.min | 23.7 | 23.8 | 23.1 | 21.7 | 20 | 18 | 17.2 | 17.4 | 18.8 | 20.7 | 22.3 | 23.4 |  | 18 | Winter.Min
Note on J7: Includes: battery constraints and efficiency losses

## .process
[5 empty] | 1 | Store.xlsx | energy-offgrid.com.au/webshack
| Datasheet: |  |  |  | 2 | Products.xlsx |  | wp-admin |  | Store-Category | Systems | Batteries | Solar.Panels | Offgrid.Equip | Monitoring | Electrical | Subscriptions | Brands
|  | B1085.32AInlet-Datasheet.voltex.2024.pdf |  |  | 3 | Suppliers.xlsx |  |  |  | Sub-Category | Remote-Equipment | Lithium | Solar Modules | Solar Controllers | Control-centres | Enclosures | Extended Warranty | ecoCool
[5 empty] | 4 | Inventory.xlsx |  |  |  |  | Residential | Gel | PV Racking | Grid-Inverters | Displays | Lugs-Connectors | 4G.Data | ecoCool-Accessories
| Image: | [9 empty] | 3phase | AGM | PV Install-extras | 3ph-Inverters | Modems | Tools |  | Victron
|  | B1085.jpg |  | 1500x1500 pixels optimal, 500x500 OK if req. |  | Store categories! |  |  |  |  | 75KW+ | Battery-accessories |  | Large-Inverters | Meters | AC.switchgear |  | Victron-Accessories
[6 empty] | Where product assets: onedrive or P drive? |  |  |  |  | UPS |  |  | Inverter-Chargers | Sensors | AC.Cabling |  | GenZ
| Part Selection and upload process: | [9 empty] | K-Series |  |  | DC switchgear | Control | Lighting |  | Vaulta
| A | Create NP list in .new by category | [11 empty] | DC Cabling | Telemetry | HeatPumps |  | Voltex
| B | Register NP in Products.xslx | [11 empty] | EV chargers |  | AirCon |  | Tindo |  |  | Telemetry: | Specifications
| C | Pull through into Store.xslx, to.upload | [11 empty] | Generators |  | DC-DC |  | Catchpower |  | Comms | i36.01.01 | 4G Modem Basic 1-port, 48v Power embedded | [5 empty] | TRB140
| D | Create assets, check category/HTML.txt & upload to store | [11 empty] | Fuelcells |  | AC-DC |  | Wattwatchers |  | Comms | i36.01.02 | 4G Modem Wifi-router 2-Port, 48v Power, embedded | [5 empty] | RUT200
| E | Update SKU colour, to show upload status (New/Pending/Live) | [11 empty] | DC-Inverters |  | Relays |  | Plasmatronics |  | Comms | i36.02.01 | 4G Modem Basic 1-port, 12-48v Power, IP Enclos. | [5 empty] | TRB140
[14 empty] | Hybrid-Inverters |  | Miscellaneous |  | Trina |  | Comms | i36.02.02 | 4G Modem Wifi-router, 2-port 12-48v Pwr, IP Enclos. | [5 empty] | RUT200
| Part data gathering and upload process: | [14 empty] | Data.cables |  | Longi |  | Comms | i36.02.03 | 4G Modem Basic 4-port, 12-48v Power, IP Enclos. | [5 empty] | RUT955
| 1 | Check Products page - establish part status: see top for colour coding | [15 empty] | DKSH.Noark
| 2 | If necessary allocate a new part number from grey #s, add to main sheet, allocate store category | [15 empty] | Clenergy
| 3 | Add any part information to main sheet line, & update Suppliers.xlsx for pricing if needed | [15 empty] | Selectronic
!!! | 4 | Collate the main online assets: datasheet, images, possibly manual/drawings, place in part directory P:/Production/Products/Bxxxx | [15 empty] | AERL
| 5 | Edit image and place online assets into upload directory '/B/00_UPLOAD/new' | [15 empty] | Catchpower
Fronius
| SKU Colour for Upload Status: | [16 empty] | Wwatchers
|  | B0458 | New, gathering assets | [14 empty] | SMA
|  | B0458 | Assets gathered, upload pending |  |  |  |  | ID products from SKUs, lookup | [9 empty] | BYD
|  | B0458 | Live |  |  |  |  | remove unwanted
do any further data massage/parsing
| Àllocate part number | [7 empty] | Category
| 1 | Select an available new part#, eg Greyed numbers |  |  | B1153 |  |  |  | shipping
| 2 | Add any part info in the 'BLACK' text, (Blue is taken from Suppliers s/sheet) | [5 empty] | upload, with images |  | Systems | Remote-Equipment | Residential | 3phase | 75KW+ | UPS | K-Series
| 3 | when complete, change part # to Gold |  |  | B1153 |  |  |  | B0221 duplic. | Batteries | Lithium | Gel | AGM | Battery-accessories
[10 empty] | Solar.Panels | Solar Modules | PV Racking | PV Install-extras
|  |  | to do craig | [6 empty] | Offgrid.Equip | Solar Controllers | Grid-Inverters | 3ph-Inverters | Large-Inverters | Inverter-Chargers | DC switchgear | DC Cabling | EV chargers | Generators | Fuelcells | DC-Inverters | Hybrid-Inverters
|  |  |  | files | [5 empty] | Monitoring | Control-centres | Displays | Modems | Meters | Sensors | Control | Telemetry
| Wordpress | [8 empty] | Electrical | Enclosures | Lugs-Connectors | Tools | AC.switchgear | AC.Cabling | Lighting | HeatPumps | AirCon | DC-DC | AC-DC | Relays | Miscellaneous | Data.cables
[10 empty] | Subscriptions | Extended Warranty | 4G.Data
| Woo Commerce | [8 empty] | Brands | ecoCool | ecoCool-Accessories | Victron | Victron-Accessories | GenZ | Vaulta | Voltex | Tindo | Catchpower | Wattwatchers | Plasmatronics | Trina | Longi | DKSH.Noark | Clenergy | Selectronic | AERL | Catchpower | Fronius | Wwatchers | SMA | BYD
[11 empty] | ecoCool Parts | DC-Bus, K-series.parts, PVC strip/VHB, etc
SEO/Adwords
SM